## Sheet1
Total Published Standards
SL NO(A) | IS Number(B) | IS Title(C) | Aspect(D) | Degree of Equivalence(E) | Date of Pub.(F)
1 | IS 16004:2024ISO 6009:2016 | Hypodermic Needles for Single Use ï¿½ Colour Coding for Identification (First Revision) |  | Identical under dual numbering | 29-10-2024
2 | IS/ISO 15002:2008ISO15002:2008Reviewed In : 2023 | Flow - Metering devices for connection to terminal units of medical gas pipeline systems | Product Specification | Identical under single numbering | 31-03-2013
3 | IS/ISO 20301:2014ISO 20301:2014 Reviewed In : 2023 | Health informatics - Health cards - General characteristics (First Revision) | Others | Identical under single numbering | 31-03-2018
4 | IS 7620 (Part 1):1986Reviewed In : 2019 | Specification for diagnostic medical X-ray equipment: Part 1 general and safety requirements (First Revision) | Product Specification | Indigenous | 31-03-1987
5 | IS/ISO 14708-1:2014ISO 14708-1 : 2014 Reviewed In : 2023 | Implants for surgery - Active implantable medical devices: Part 1 general requirements for safety, marking and for information to be provided by the manufacturer (First Revision) | Safety Standard | Identical under single numbering | 30-06-2019
6 | IS/ISO 14708-3:2017ISO 14708-3 : 2017 Reviewed In : 2024 | Implants for surgery - Active implantable medical devices: Part 3 implantable neurostimulators (First Revision) | Product Specification | Identical under single numbering | 31-03-2019
7 | IS 16097:2013Reviewed In : 2025 | Sterile single use scalp vein (Winged Needle) infusion set | Product Specification | Indigenous | 31-08-2013
8 | IS 11569:2023 | Specification for Cervical Collar (First Revision) |  | Indigenous | 17-08-2023
9 | IS 11569:1986Reviewed In : 2022 | Specification for cervical collar | Product Specification | Indigenous | 31-03-1986
10 | IS/ISO 10524-3:2019ISO 10524-2:2019Reviewed In : 2024 | Pressure regulators for use with medical gases- Part 3: Pressure regulators integrated with cylinder valves VIPRs First Revision | Product Specification | Identical under single numbering | 31-08-2021
11 | IS/ISO 10524-4:2008ISO 10524 -4 :2008Reviewed In : 2024 | Pressure regulators for use with medical gases: Part 4 low - Pressure regulators | Product Specification | Identical under single numbering | 31-12-2013
12 | IS/ISO/TR 13121:2011ISO/TR 13121 : 2011Reviewed In : 2023 | Nanotechnologies - Nanomaterial risk evaluation | Code of Practice | Identical under single numbering | 31-12-2013
13 | IS/IEC 6235:2014IEC 62353 : 2014 Reviewed In : 2022 | Medical electrical equipment - Recurrent test and test after repair of medical electrical equipment (First Revision) | Others | Identical under single numbering | 30-11-2018
14 | IS 10058:1985Reviewed In : 2017 | Specification For Forceps, Fixation, Graefe's Pattern (Modified) (First Revision) | Product Specification | Indigenous | 31-03-1982
15 | IS 12304:2024 | Plastic Cervical Collar â€” Specification (First Revision) |  | Indigenous | 26-09-2024
16 | IS B8462:1977Reviewed In : 2016 | Sterilizer, Portable, Vertical, Pressure Type (BI-LINGUAL) | Product Specification | Indigenous | 31-12-1991
17 | IS/ISO 18369-2:2017ISO 18369-2:2017 | Ophthalmic optics - Contact lenses Part 2: Tolerances First Revision | Dimensions | Identical under single numbering | 28-02-2021
18 | IS 10045:1981Reviewed In : 2018 | Specification For Punch, Lacrymal Bone, Beyer's Pattern | Product Specification | Indigenous | 31-12-1981
19 | IS 10088:1981Reviewed In : 2024 | Specification for retractor, dental | Product Specification | Indigenous | 31-10-1981
20 | IS 10088:2025 | Dental Retractor - Specification (First Revision) |  | Indigenous | 29-04-2025
21 | IS/ISO 8980-1:2017ISO 8980-1:2017 | Ophthalmic optics Uncut finished spectacle lenses Part 1 Specifications for single-vision and Multifocal Lenses (First Revision) | Product Specification | Identical under single numbering | 28-02-2021
22 | IS 10009:1981Reviewed In : 2018 | Specification For Breaker And Holder, Razor Blade, Barraquer's Pattern | Product Specification | Indigenous | 30-11-1981
23 | IS 10011:2022 | Dentistry Polymer-based restorative materials Second Revision |  | Modified/Technically Equivalent | 30-11-2022
24 | IS 10110:1982Reviewed In : 2025 | Specification for table spoon terminal device for artificial limbs | Product Specification | Indigenous | 28-02-1982
25 | IS 10111:1982Reviewed In : 2025 | Specification for table fork terminal device for artificial limbs | Product Specification | Indigenous | 28-02-1982
26 | IS 10121 (Part 1):1982Reviewed In : 2021 | Specification for metal bone screws – Mechanical requirements and methods of test Part 1 screws with asymmetrical thread, variable fitting (Spherical), Stainless Steel | Methods of tests | Indigenous | 28-02-1982
27 | IS 10128:2023 | Knowles Pin (First Revision) |  | Indigenous | 02-01-2024
28 | IS 10155:2024 | Lower Femoral Blade Plate - Specification (First Revision) |  | Indigenous | 13-08-2024
29 | IS 10156:1982Reviewed In : 2020 | Specification for cannula, intra - Uterine, hysterosalpingography | Product Specification | Indigenous | 30-04-1982
30 | IS 10157:2023 | Neurological Percussor (First Revision) |  | Indigenous | 03-10-2023
31 | IS 10172:1982Reviewed In : 2022 | Specification for burs and perforators for drill brace | Product Specification | Indigenous | 30-04-1982
32 | IS 10174:2023 | Skull Traction Tongs - Crutchfield's Pattern (First Revision) |  | Indigenous | 06-12-2023
33 | IS 10183:2024 | Self- Retaining Retractor For Laminectomy (first revision) |  | Indigenous | 16-08-2024
34 | IS 10235 (Part 2):1982Reviewed In : 2021 | Glossary of terms in orthopaedics Part 2 mechanics and materials for implants | Terminology | Indigenous | 31-05-1983
35 | IS 10235 (Part 3):1982Reviewed In : 2021 | Glossary of terms in orthopaedics Part 3 orthopaedic surgery | Terminology | Indigenous | 30-04-1983
36 | IS 10258:2002ISO 7886-1Reviewed In : 2022 | Sterile hypodermic syringes for single use (Second Revision) | Product Specification | Identical under dual numbering | -
37 | IS 10258 (Part 1):20227886-1:2017 | Sterile hypodermic syringes for single use Part 1: Syringes for manual use Third Revision |  | Identical under dual numbering | 26-12-2022
38 | IS 10269:2024 | Medical Laboratory Glass Apparatus - Haemocytometer - Specification (First Revision) |  | Indigenous | 09-07-2024
39 | IS 10272:2025 | ENT Surgery Instruments - Draffin Suspension Apparatus - Specification (First Revision) |  | Indigenous | 24-03-2025
40 | IS 10272:1982Reviewed In : 2022 | Specification for draffin suspension apparatus | Product Specification | Indigenous | 31-08-1962
41 | IS 10309:1982Reviewed In : 2020 | Specification for key, torquing, edgewise | Product Specification | Indigenous | 31-10-1982
42 | IS 10309:2025 | Edgewise Torquing Key - Specification (First Revision) |  | Indigenous | 29-04-2025
43 | IS 10326:1982Reviewed In : 2021 | Spreader, Plaster Cast, Henning's Pattern | Product Specification | Indigenous | 30-11-1982
44 | IS 10327:1982Reviewed In : 2021 | Bender, Plaster, Bohler's Pattern | Product Specification | Indigenous | 31-10-1982
45 | IS 10338:1982Reviewed In : 2021 | Specification for saw, plaster, hand | Product Specification | Indigenous | 30-11-1982
46 | IS 10344:2024 | Davis-Boyle Gag Frame and Tongue Plates Specification First Revision |  | Indigenous | 17-01-2024
47 | IS 10349:1982Reviewed In : 2021 | Rasp for Hip Prothesis, Thompson's and Moore's Patterns | Product Specification | Indigenous | 30-11-1982
48 | IS 10353:1982Reviewed In : 2025 | Pliers, McKellops' Type, Dental | Product Specification | Indigenous | 31-12-1982
49 | IS 10354:1982Reviewed In : 2016 | Specification for torch, alcohol, dental | Product Specification | Indigenous | 31-12-1982
50 | IS 10383:1982Reviewed In : 2016 | Specification for scissors, nail, curved on flat | Product Specification | Indigenous | 31-12-1982
51 | IS 10384:1982Reviewed In : 2016 | Scissors, Bandage, Smith's Pattern | Product Specification | Indigenous | 31-12-1982
52 | IS 10389:1983Reviewed In : 2018 | Specification For Fixation Hook, Eye, Guthrie's Pattern | Product Specification | Indigenous | 31-01-1983
53 | IS 10390:1983Reviewed In : 2018 | Specification for muscle hook | Product Specification | Indigenous | 31-01-1983
54 | IS 10408:1983Reviewed In : 2013 | Specification For Spatula, Eye, Green's Pattern | Product Specification | Indigenous | 31-01-1983
55 | IS 10414:2024 | Autopsy Instruments - Bowel Scissors (first revsion) |  | Indigenous | 15-10-2024
56 | IS 10445:1982Reviewed In : 2016 | Specification for scissors, bandage and clothing, angled to side | Product Specification | Indigenous | 31-12-1982
57 | IS 10537:1983Reviewed In : 2022 | Specification for ankle bolt for sach foot | Product Specification | Indigenous | 31-03-1983
58 | IS 10538:1983Reviewed In : 2022 | Specification for kitchen knife terminal device for artificial limbs | Product Specification | Indigenous | 31-03-1983
59 | IS 10539:1983Reviewed In : 2022 | Specification for sickle terminal device for artificial limbs | Product Specification | Indigenous | 31-03-1983
60 | IS 10540:1991Reviewed In : 2022 | Cardiovascular Surgery Instruments - Clamps, Atrial Appendage, Glover's Pattern - Shape and Dimensions | Product Specification | Indigenous | 31-05-1991
61 | IS 10541:1991Reviewed In : 2022 | Cardiovascular surgery instruments - Clamps vena cava,satinsky pattern shape, sizes and dimensions (First Revision) | Product Specification | Indigenous | 31-03-1991
62 | IS 10545:1992Reviewed In : 2022 | Gynaecological and obstetric instruments - Clamp, curved on flat, Heaney's pattern - Shape and dimensions | Product Specification | Indigenous | 31-08-1992
63 | IS 10568:2024 | Teat Knife- Mclean's â€” Specification (First Revision) |  | Indigenous | 16-08-2024
64 | IS 10599:1993Reviewed In : 2016 | Surgical Instruments - Needle Holders, Hegar's Pattern - Sizes, Shape and Dimensions | Product Specification | Indigenous | 31-01-1993
65 | IS 10615:1983Reviewed In : 2017 | Needle Holder, Bozemann's Pattern | Product Specification | Indigenous | 31-07-1983
66 | IS 10637:1992Reviewed In : 2016 | Surgical instruments - Forceps, spinter, Arthur's pattern Shape and dimensions | Product Specification | Indigenous | 30-11-1992
67 | IS 10638:1983Reviewed In : 2016 | Forceps, Sponge Holding, Foerster's Pattern, Smooth or Serrated Jaws | Product Specification | Indigenous | 31-08-1983
68 | IS 10654:2018ISO 7864 : 2016 Reviewed In : 2025 | Sterile hypodermic needles for single use - Requirements and test methods (Fourth Revision) | Product Specification | Identical under dual numbering | 31-12-2018
69 | IS 10663:2003ISO 3823-1Reviewed In : 2022 | Dental rotary instruments - Steel and carbide burs (First Revision) | Product Specification | Identical under dual numbering | 28-02-2003
70 | IS 10676:2024 | Brain Spatula â€” Olivecronaâ€™s Pattern (First Revision) |  | Indigenous | 18-07-2024
71 | IS 10677:2024 | Intervertebral Disc Rongeur (First Revision) |  | Indigenous | 26-06-2024
72 | IS 10725:2024 | Myringotomy Knife Specification (First Revision) |  | Indigenous | 17-01-2024
73 | IS 10726:2024 | Meatal Skin Incision Knife Specification (First Revision) |  | Indigenous | 17-01-2024
74 | IS 10727:2023 | Nail, Square, Ulna - Specification (First Revision) |  | Indigenous | 02-01-2024
75 | IS 10728:2023 | Nail, Square, Radius - Specification ( First Revision ) |  | Indigenous | 01-11-2023
76 | IS 10729:1983Reviewed In : 2021 | Specification for nail set, kuntscher | Product Specification | Indigenous | 30-11-1983
77 | IS 10730:1983Reviewed In : 2021 | Osteotome, Whitchurch Howell's Pattern | Product Specification | Indigenous | 30-11-1983
78 | IS 10765:2024 | Cushingï¿½s Pattern Toothed and Bayonet Shaped Dissecting Forceps( First Revision ) |  | Indigenous | 22-07-2024
79 | IS 10786:2024 | St. Clair Thomsons Rhinoscopic Mirror Specification (First Revision) |  | Indigenous | 17-01-2024
80 | IS 10798:2019ISO 4073 : 2009 | Dentistry - Information system on the location of dental equipment in the working area of the oral health care provider (First Revision) | Terminology | Identical under dual numbering | 30-04-2019
81 | IS 10828:1984Reviewed In : 2022 | Pliers, Band Contouring, Dental Johnson's Pattern | Product Specification | Indigenous | 28-02-1984
82 | IS 10836 (Part 1):1984Reviewed In : 2022 | Pliers, Loop Bending, Dental, Tweed's Pattern - Part 1 : Fixed Beak, Type 1 | Product Specification | Indigenous | 28-02-1984
83 | IS 10846:2024 | Killian's Pattern Nasal Speculum - Specification ( First Revision ) |  | Indigenous | 17-01-2024
84 | IS 10847:1984Reviewed In : 2019 | Specification for Speculum with Screw Adjustment, Eye, Right and Left, Arruga's Pattern | Product Specification | Indigenous | 31-03-1984
85 | IS 10848:2024 | Ophthalmic Instruments Bishop-Harmon Anterior Chamber Irrigator - Specification First Revision |  | Indigenous | 17-01-2024
86 | IS 10867:2018ISO 6710 : 2017 Reviewed In : 2024 | Single - Use containers for human venous blood specimen collection (First Revision) | Product Specification | Identical under dual numbering | 30-06-2018
87 | IS 10905 (Part 1):1984Reviewed In : 2018Reaffirmed but not taken up for revision | Recommendations for basic requirements of general hospital buildings: Part 1 Administrative and hospital services department buildings | Code of Practice | Indigenous | 30-11-1984
88 | IS 10905 (Part 2):1984Reviewed In : 2018Reaffirmed but not taken up for revision | Recommendations for basic requirements of general hospital buildings: Part 2 medical services department buildings | Code of Practice | Indigenous | 31-10-1986
89 | IS 10905 (Part 3):1984Reviewed In : 2018Reaffirmed but not taken up for revision | Recommendations for basic requirements of general hospital buildings: Part 3 engineering services department buildings | Code of Practice | Indigenous | 31-01-1985
90 | IS 10926:1984Reviewed In : 2022 | Specification for tweezer terminal device for artificial limbs | Product Specification | Indigenous | 30-04-1984
91 | IS 10928:1984Reviewed In : 2022 | Specification for table, tilting, manual | Product Specification | Indigenous | 30-04-1984
92 | IS 10929:1984Reviewed In : 2022 | Specification for hook voluntary opening terminal device for artificial limbs | Product Specification | Indigenous | 30-04-1984
93 | IS 10937:2024 | Bull Nose Ring and Key â€” Specification (First Revision) |  | Indigenous | 20-06-2024
94 | IS 10938:2024 | Double Edged Searcher with Handle and Sheath â€” Specification (First Revision) |  | Indigenous | 20-06-2024
95 | IS 10940:1984Reviewed In : 2021 | Specification for castrator | Product Specification | Indigenous | 30-06-1984
96 | IS 10953:2024 | Single Channel Uterine Catheter (Nelson Type) - Specification (First Revision) |  | Indigenous | 03-07-2024
97 | IS 10954:2025 | Catheter for Cow - Specification (First Revision) |  | Indigenous | 17-06-2025
98 | IS 10954:1984Reviewed In : 2021 | Specification for catheter, cow | Product Specification | Indigenous | 31-07-1984
99 | IS 10955:2024 | Veterinary Surgical Instruments â€” Gimlet for Trephine â€” Specification (First Revision) |  | Indigenous | 20-06-2024
100 | IS 10963:2025 | Veterinary Surgical Instruments - Hoof Testing Forceps - Specification (First Revision) |  | Indigenous | 16-05-2025
101 | IS 10963:1984Reviewed In : 2021 | Specification for forceps, hoof testing | Product Specification | Indigenous | 31-07-1984
102 | IS 10964:1984Reviewed In : 2021 | Specification for forceps bullet, veterinary | Product Specification | Indigenous | 31-07-1984
103 | IS 10976:1993ISO 6440Reviewed In : 2018 | Wheelchairs - Nomenclature, terms and definitions (First Revision) | Terminology | Identical under dual numbering | 31-10-1993
104 | IS 10984:1984Reviewed In : 2016 | Scissors, Dissecting, Curved on Flat, Pott's Pattern | Product Specification | Indigenous | 31-08-1984
105 | IS 11043:1984Reviewed In : 2025 | Specification for needle, epidural | Product Specification | Indigenous | 31-08-1984
106 | IS 11044:1984Reviewed In : 2022 | Specification for acrylic trimmers, dental | Product Specification | Indigenous | 31-08-1984
107 | IS 11045:1984Reviewed In : 2022 | Specification for metal trimmers, dental | Product Specification | Indigenous | 31-08-1984
108 | IS 11242:1985Reviewed In : 2021 | Specification for lumbo - Sacral flexion - Extension and lateral - Flexion control brace | Product Specification | Indigenous | 31-05-1985
109 | IS 11243:1985Reviewed In : 2021 | Specification for thoraco - Lumbo - Sacral flexion - Extension and lateral - Flexion control brace | Product Specification | Indigenous | 31-05-1985
110 | IS 11244:1985Reviewed In : 2017 | Specification for trephine, bone lacrimal with handle | Product Specification | Indigenous | 31-05-1985
111 | IS 11279:2024 | Braille Slate ï¿½ Specification ( First Revision ) |  | Indigenous | 05-09-2024
112 | IS 11316:1985Reviewed In : 2021 | Specification for cosmetic hand, artificial limb | Product Specification | Indigenous | 31-07-1985
113 | IS 11317:1985Reviewed In : 2022 | Specification for shears, laboratory, straight, dental | Product Specification | Indigenous | 31-07-1985
114 | IS 11318:1985Reviewed In : 2022 | Bronchoscope, Aspirating, Negus' Pattern | Product Specification | Indigenous | 31-05-1985
115 | IS 11319:1985Reviewed In : 2022 | Oesophagoscope, Negus' Pattern | Product Specification | Indigenous | 31-05-1985
116 | IS 11378:2002ISO 5358Reviewed In : 2017 | Anaesthetic machines for use with humans (First Revision) | Product Specification | Identical under dual numbering | 31-03-2002
117 | IS 11383:1985Reviewed In : 2022 | Specification for thin walled glass capillary pipettes | Product Specification | Indigenous | 30-04-1986
118 | IS 11393:1985Reviewed In : 2021 | Specification for scintillation counters | Product Specification | Indigenous | 28-02-1986
119 | IS 11394:1985Reviewed In : 2022 | Specification for pliers, distal end cutting, with safety hold, dental | Product Specification | Indigenous | 31-10-1985
120 | IS 11497:2014Reviewed In : 2019 | Catheter, Foley’s Rubber, for Prolonged Urinary Drainage — Specification | Product Specification | Indigenous | -
121 | IS 11502:1992Reviewed In : 2024 | Surgical instruments - Forceps tissue, adson - Browns patternshape and dimensions (First Revision) | Product Specification | Indigenous | 30-11-1992
122 | IS 11545:1992Reviewed In : 2018 | Surgical instruments - Haemostatic, forceps, Adson's pattern - Shape and dimensions | Product Specification | Indigenous | 30-11-1992
123 | IS 11558:1992Reviewed In : 2018 | Surgical instruments - vessel, forceps,Debakey's pattern - Sizes, shape and dimensions | Product Specification | Indigenous | 31-10-1992
124 | IS 11566:2024 | Thoracic Surgery Instruments â€” Valve Retractors â€” Specification (First Revision) |  | Indigenous | 20-06-2024
125 | IS 11568:1986Reviewed In : 2022 | Forceps, Bone Holding, Semb's Pattern | Product Specification | Indigenous | 31-03-1986
126 | IS 11595:1992Reviewed In : 2018 | Surgical instruments - Peritoneum, forceps, McKulicz's pattern - Shape and dimensions | Product Specification | Indigenous | 31-12-1992
127 | IS 11640 (Part 1):1986Reviewed In : 2016 | Retractor, General Surgery - Part 1 : Schonborn's Pattern | Product Specification | Indigenous | 31-01-1986
128 | IS 11640 (Part 2):1987Reviewed In : 2018 | Retractor, General Surgery - Part 2 : Kocher's Pattern | Product Specification | Indigenous | 31-05-1987
129 | IS 11640 (Part 3):1987Reviewed In : 2018 | Retractor - Part 3 : Israel's Pattern | Product Specification | Indigenous | 30-04-1987
130 | IS 11640 (Part 4):1987Reviewed In : 2018 | Retractor - Part 4 : Abdominal, Fritsch's Pattern | Product Specification | Indigenous | 31-03-1987
131 | IS 11640 (Part 5):1987Reviewed In : 2018 | Retractor - Part 5 Korte's Pattern | Product Specification | Indigenous | 30-04-1987
132 | IS 11640 (Part 6):1987Reviewed In : 2018 | Retractor, General Surgery - Part 6 : Volkmann's Pattern | Product Specification | Indigenous | 31-05-1987
133 | IS 11640 (Part 7):1987Reviewed In : 2018 | Retractor - Part 7 : Abdominal and Liver, Mikulicz's Pattern | Product Specification | Indigenous | 31-03-1987
134 | IS 11646 (Part 1):2003Reviewed In : 2023 | Cane for visually handicapped - Specification: Part 1 rigid, long and white (First Revision) | Product Specification | Indigenous | 31-08-2003
135 | IS 11646 (Part 2):1986Reviewed In : 2022 | Specification for cane for visually handicapped: Part 2 folding type | Product Specification | Indigenous | -
136 | IS 11647:1986Reviewed In : 2022 | Specification for braille paper | Product Specification | Indigenous | 30-04-1986
137 | IS 11708:1986Reviewed In : 2022 | Specification for hand, mechanical | Product Specification | Indigenous | 30-06-1986
138 | IS 11753:1986Reviewed In : 2021 | Specification for electrical impedance plethysmograph | Product Specification | Indigenous | 28-02-1987
139 | IS 11789:2024 | Determination of the Maximum Symmetrical Radiation Field of X-Ray Tube Assemblies and X-Ray Source Assemblies for Medical Diagnosis (IEC 60806 : 2022, MOD) (First Revision) |  | Modified/Technically Equivalent | 09-04-2024
140 | IS 11929:1986Reviewed In : 2022 | Specification for adopters, band, dental | Product Specification | Indigenous | 30-11-1966
141 | IS 11953:1986Reviewed In : 2022 | Specification for driver and bender for rush intramedullary pin | Product Specification | Indigenous | 30-11-1986
142 | IS 12088:1987Reviewed In : 2023 | Specification for bone plate, dynamic compression | Product Specification | Indigenous | 31-05-1987
143 | IS 12103:1987Reviewed In : 2018 | Specification for skin graft expander | Product Specification | Indigenous | 30-04-1987
144 | IS 12104:1987Reviewed In : 2022 | Specification for abacus for visually handicapped | Product Specification | Indigenous | 30-06-1987
145 | IS 12152:1987Reviewed In : 2022 | Specification for pocket frame, braille writing | Product Specification | Indigenous | 30-06-1987
146 | IS 12172:1987Reviewed In : 2023 | Specification for distraction cervical collar | Product Specification | Indigenous | 30-09-1987
147 | IS 12173:1987Reviewed In : 2025 | Specification for cervical halter | Product Specification | Indigenous | 30-09-1987
148 | IS 12181:2018ISO 7491 : 2000 Reviewed In : 2024 | Dental materials - Determination of colour stability (First Revision) | Methods of tests | Identical under dual numbering | 31-12-2018
149 | IS 12184:1987Reviewed In : 2022 | Specification for stylus for braille writing | Product Specification | Indigenous | 30-06-1987
150 | IS 12227:2020ISO 8537 : 2016 Reviewed In : 2025 | Sterile Single-Use Syringes, With or Without Needle, for Insulin ( Second Revision ) | Product Specification | Identical under dual numbering | 28-02-2020
151 | IS 12243:1988Reviewed In : 2021 | Specification for rasp, tooth, reversible | Product Specification | Indigenous | 31-01-1988
152 | IS 12245:2024 | Veterinary Surgical Instruments â€” Teat Dilators (Hudson) â€” Specification (First Revision) |  | Indigenous | 18-07-2024
153 | IS 12246:1988Reviewed In : 2021 | Specification for Irons, pyro - Puncture with copper needles | Product Specification | Indigenous | 31-01-1988
154 | IS 12256:1988Reviewed In : 2020 | Specification for curette, uterine, biopsy, angled | Product Specification | Indigenous | 31-01-1988
155 | IS 12271:2025 | Laproscopic Trocar And Cannula - Specification (First Revision) |  | Indigenous | 14-07-2025
156 | IS 12271:1988Reviewed In : 2020 | Specification for laproscopic trocar and cannula | Product Specification | Indigenous | 31-01-1988
157 | IS 12302:1988Reviewed In : 2021 | Specification for chisel, tooth, guarded (Large Animals) | Product Specification | Indigenous | 28-02-1988
158 | IS 12329:2024 | Veterinary Surgical Instruments â€” Self-Centring Bone Holding Forceps â€” Specification (First Revision) |  | Indigenous | 20-06-2024
159 | IS 12344:2024 | Veterinary Surgical Instruments Reduction Forceps Specification First Revision |  | Indigenous | 20-06-2024
160 | IS 12344:1988Reviewed In : 2021 | Specification for reduction forceps | Product Specification | Indigenous | 28-02-1988
161 | IS 12374:2020ISO 3964 : 2016 Reviewed In : 2025 | Dentistry Coupling Dimensions for Handpiece Connectors ( First Revision ) | Dimensions | Identical under dual numbering | 31-01-2020
162 | IS 12375 (Part 1):2015ISO 7206-1 : 2008 Reviewed In : 2025 | Implants for surgery - Partial and total hip joint prostheses Part 1 classification and designation of dimensions (Second Revision) | Methods of tests | Identical under dual numbering | 31-12-2015
163 | IS 12375 (Part 2):2018ISO 7206-2 : 2011 Reviewed In : 2023 | Implants for surgery - Partial and total hip joint prostheses Part 2 articulating surfaces made of metallic, ceramic and plastics materials (First Revision) | Product Specification | Identical under dual numbering | 31-05-2018
164 | IS 12375 (Part 4):2016ISO 7206-4 : 2010 Reviewed In : 2022 | Implants for surgery - Partial and total hip joint prostheses Part 4 determination of endurance properties and performance of stemmed femoral components (First Revision) | Methods of tests | Identical under dual numbering | 31-03-2016
165 | IS 12375 (Part 6):2018ISO 7206-6 : 2013 Reviewed In : 2023 | Implants for surgery - Partial and total hip joint prostheses Part 6 endurance properties testing and performance requirements of neck region of stemmed femoral components (First Revision) | Product Specification | Identical under dual numbering | 30-06-2018
166 | IS 12376 (Part 1):2015ISO 7207-1 : 2007 Reviewed In : 2025 | Implants for surgery - Components for partial and total knee joint prostheses Part 1 classification, definitions and designation of dimensions (Second Revision) | Terminology | Identical under dual numbering | 31-12-2015
167 | IS 12377:2016 Reviewed In : 2026 | Classification and matrix for various categories of hospitals (First Revision) | Code of Practice | Indigenous | 31-03-2016
168 | IS 12417:1988Reviewed In : 2019 | Specification for suction apparatus, pedal operated | Product Specification | Indigenous | 31-05-1989
169 | IS 12430:1987Reviewed In : 2025 | Safety code for installation, servicing maintenanceand of sterilizers | Code of Practice | Indigenous | 31-07-1989
170 | IS 12433 (Part 1):1988Reviewed In : 2018Reaffirmed but not taken up for revision | Basic requirements for hospital planning: Part 1 up to 30 bedded hospital | Code of Practice | Indigenous | 30-11-1988
171 | IS 12433 (Part 2):2001Reviewed In : 2023 | Basic requirements for hospital planning: Part 2 up to 100 bedded hospital | Code of Practice | Indigenous | 31-01-2001
172 | IS 12439:1988Reviewed In : 2023 | Specification for signature guide for visually impaired | Product Specification | Indigenous | -
173 | IS 12507:1988Reviewed In : 2016 | General requirements for dental pliers | Product Specification | Indigenous | 31-10-1988
174 | IS 12601:1989Reviewed In : 2016 | Dental instruments - Pliers, lip-safe, flat nose - Specification | Product Specification | Indigenous | 30-09-1989
175 | IS 12602:1989Reviewed In : 2016 | Dental instruments - Nippers, cutting, carbide tip - Specificaition | Product Specification | Indigenous | 31-08-1989
176 | IS 12622:1989Reviewed In : 2021Reaffirmed but not taken up for revision | Medical thermometers for hypothermia, subnormal range - Specification | Product Specification | Indigenous | 31-05-1990
177 | IS 12624:2023ISO 6877:2021 | Dentistry Endodontic obturating materials (Third Revision) |  | Identical under dual numbering | 16-06-2023
178 | IS 12664 (Part 1):2003Reviewed In : 2025 | Artificial limbs - Sach foot for lower extremity prostheses: Part 1 design and dimensions (First Revision) | Product Specification | Indigenous | 31-07-2003
179 | IS 12670:2025 | Veterinary Instruments - Stomach Pump - Specification First Revision |  | Indigenous | 13-06-2025
180 | IS 12670:1989Reviewed In : 2021 | Veterinary - Pump stomach specification | Product Specification | Indigenous | 30-11-1989
181 | IS 12683 (Part 1):1989Reviewed In : 2025 | Measuring devices for visually impaired persons - Specification: Part 1 scale, general purposes | Product Specification | Indigenous | 31-07-1990
182 | IS 12683 (Part 2):1989Reviewed In : 2025 | Artificial limbs - Measuring devices for visually impaired persons: Part 2 type | Product Specification | Indigenous | 30-11-1989
183 | IS 12683 (Part 3):2000Reviewed In : 2025 | Measuring devices for visually impaired persons - Specification: Part 3 goniometer | Product Specification | Indigenous | 31-08-2000
184 | IS 12764:2019ISO 9168 : 2009 | Dentistry - Hose connectors for air driven dental handpieces (Second Revision) | Product Specification | Identical under dual numbering | 31-01-2019
185 | IS 12815:2024 | Autopsy Instruments - Knife (first revision) |  | Indigenous | 15-10-2024
186 | IS 12822:1989Reviewed In : 2016 | Surgical Instruments - Forceps Intestinal Mayo-Robson's Pattern | Product Specification | Indigenous | 31-07-1990
187 | IS 12841 (Part 1):1989Reviewed In : 2016 | Surgical Instruments - Needle Holders - Part 1 : Mathieu's Pattern | Product Specification | Indigenous | 30-06-1990
188 | IS 12841 (Part 2):1989Reviewed In : 2016 | Surgical Instruments - Needle Holders - Part 2 : With Carbide Inserts, Stratte's Pattern | Product Specification | Indigenous | 31-05-1991
189 | IS 12841 (Part 3):1989Reviewed In : 2016 | Surgical Instruments - Needle Holders - Part 3 : Heaney's Pattern | Product Specification | Indigenous | 31-07-1990
190 | IS 12841 (Part 4):1989Reviewed In : 2016 | Surgical Instruments - Needle Holders - Part 4 : with Carbide Inserts, Debakey's Pattern | Product Specification | Indigenous | 31-07-1990
191 | IS 13009:2021ISO 19351:2019 | Fallopian rings — Requirements and test methods | Product Specification | Identical under dual numbering | 30-09-2021
192 | IS 13017:1991Reviewed In : 2022 | Rehabilitation equipment - Walker rollator - Specification | Product Specification | Indigenous | 31-03-1991
193 | IS 13127:1991Reviewed In : 2016 | Surgical instruments - Suture - Clip applying forceps, wachenfeld type shape, dimensions and mass | Product Specification | Indigenous | 31-07-1991
194 | IS 13141:2023 | Leksell's Rongeur for Neurosurgery (First Revision) |  | Indigenous | 06-12-2023
195 | IS 13169:2025 | ENT Surgery Instruments - Head Mirror - Specification (First Revision) |  | Indigenous | 24-03-2025
196 | IS 13169:1991Reviewed In : 2022 | Ent surgery instruments head mirror - Specification | Product Specification | Indigenous | 31-08-1991
197 | IS 13175:2025 | Neurosurgical Instruments - Needle Holder - Shape and Dimensions (First Revision) |  | Indigenous | 21-01-2025
198 | IS 13180:2023 | Neurosurgery - Scoville Trephine ( First Revision ) |  | Indigenous | 26-09-2023
199 | IS 13198:1991Reviewed In : 2016 | Surgical instruments - Trocar holding forceps, vogel type - Shape, dimensions and mass | Product Specification | Indigenous | 31-12-1991
200 | IS 13200:2023ISO 4135:2022 | Anaesthetic and Respiratory Equipment Vocabulary Second Revision |  | Identical under dual numbering | 17-08-2023
201 | IS 13422:2024ISO 10282:2023 | Single-use Sterile Rubber Surgical Gloves ï¿½ Specification (First Revision) |  | Identical under dual numbering | 07-08-2024
202 | IS 13422:1992Reviewed In : 2018 | Disposable surgical rubber gloves specification | Product Specification | Identical under dual numbering | 30-06-1992
203 | IS 13423:1992Reviewed In : 2023 | Good manufacturing practices for orthopaedic implants - Guide | Code of Practice | Indigenous | 31-05-1992
204 | IS 13450 (Part 1):2024 | Medical electrical equipment Part 1 General requirements for basic safety and essential performance (Third Revision) |  | Modified/Technically Equivalent | 07-05-2024
205 | IS 13450 (Part 2/Sec 17):2018IEC 60601 -2-17 : 2018 Reviewed In : 2023 | Medical electrical equipment: Part 2 particular requirements for the basic safety and essential performance: Sec 17 automatically - Controlled brachytherapy afterloading equipment (First Revision) | Safety Standard | Identical under dual numbering | 31-08-2018
206 | IS 13450 (Part 2/Sec 29):2018IEC 60601-2-29 : 2008 Reviewed In : 2023 | Medical electrical equipment: Part 2 particular requirements for the basic safety and essential performance: Sec 29 radiotherapy simulators (First Revision) | Product Specification | Identical under dual numbering | 31-10-2018
207 | IS 13450 (Part 2/Sec 43):2024 | Medical electrical equipment Part 2 Particular requirements for basic safety and essential performance Section 43 X-ray equipment for interventional procedures Second revision |  | Modified/Technically Equivalent | 09-07-2024
208 | IS 13450 (Part 2/Sec 45):2024 | Medical electrical equipment Part 2 Particular requirements for basic safety and essential performance Section 45 Mammographic X-ray equipment and mammographic stereotactic devices Second revision |  | Modified/Technically Equivalent | 09-07-2024
209 | IS 13701:2024ISO 8325:2023 | Dentistry â€” Test Methods for Rotary Instruments (Second Revision) |  | Identical under dual numbering | 23-08-2024
210 | IS 13709:1993Reviewed In : 2015 | Medical electrical equipment - Dental X-ray equipment radiation safety | Product Specification | Indigenous | 31-03-1993
211 | IS 13783:1993ISO 8429Reviewed In : 2022 | Optics and optical instruments - Ophthalmology - Graduated dial scale | Dimensions | Identical under dual numbering | 30-09-1993
212 | IS 13808 (Part 1):1993Reviewed In : 2018Reaffirmed but not taken up for revision | Quality management procedures for out - Patient department (OPD) and emergency services - Guidelines: Part 1 upto 30 bedded hospitals | System Standard | Indigenous | 31-08-1993
213 | IS 13808 (Part 2):1993Reviewed In : 2018Reaffirmed but not taken up for revision | Quality management procedures for diagnostic and blood transfusion services - Guidelines: Part 1 up to 30 - Bedded hospitals | System Standard | Indigenous | 31-07-1993
214 | IS 13808 (Part 3):1995Reviewed In : 2021Reaffirmed but not taken up for revision | Quality management for hospital services (Upto 30 - Bedded Hospitals) - Guidelines: Part 3 wards, nursing services and operation theatre | System Standard | Indigenous | 30-04-1995
215 | IS 13808 (Part 4):1996Reviewed In : 2021Reaffirmed but not taken up for revision | Quality management for hospital services (For 30 - Bedded Hospital) - Guidelines: Part 4 hospital support services | System Standard | Indigenous | 30-09-1996
216 | IS 13808 (Part 5):1996Reviewed In : 2021Reaffirmed but not taken up for revision | Quality management for hospital services (For 30 - Bedded Hospital) - Guidelines: Part 5 hospital equipment management | System Standard | Indigenous | 31-10-1996
217 | IS 13822:1993Reviewed In : 2023 | Braille duplicating sheet specification | Product Specification | Indigenous | 31-07-1993
218 | IS 13837:1993Reviewed In : 2023 | Braille duplicating machine specification | Product Specification | Indigenous | 31-07-1993
219 | IS 13940:1994Reviewed In : 2022 | Cardiovascular surgery instruments - Clamps, bulldog, DeBakey,ring handle - Shape and dimensions | Product Specification | Indigenous | 28-02-1994
220 | IS 13970 (Part 1):2023ISO 8549-1:2020 | Prosthetics and orthotics Vocabulary Part 1: General terms for external limb prostheses and external orthoses First Revision |  | Identical under dual numbering | 29-09-2023
221 | IS 13970 (Part 2):2023ISO 8549-2:2020 | Prosthetics and orthotics Vocabulary Part 2: Terms relating to external limb prostheses and wearers of these prostheses First Revision |  | Identical under dual numbering | 26-09-2023
222 | IS 13970 (Part 3):2023ISO 8549-3: 2020 | Prosthetics and orthotics Vocabulary Part 3: Terms relating to orthoses First Revision |  | Identical under dual numbering | 01-09-2023
223 | IS 14139 (Part 1):2024ISO 9713 : 2022 | Neurosurgical Implants Part 1 Self-Closing Intracranial Aneurysm Clips (Second Revision) |  | Identical under dual numbering | 07-08-2024
224 | IS 14180:2019IEC 60878 : 2015 | Graphical symbols for electrical equipment in medical practice (First Revision) | Terminology | Identical under dual numbering | 31-08-2019
225 | IS 14227:1995ISO 8615Reviewed In : 2026 | Implants for surgery - Fixation devices for use in the ends of the femur in adults | Product Specification | Identical under dual numbering | 31-01-1995
226 | IS 14228:1996ISO 8827Reviewed In : 2026 | Implants for surgery - Staples with parallel legs for orthopaedic use - General requirements | Product Specification | Identical under dual numbering | 31-03-1996
227 | IS 14229:1995ISO 9585Reviewed In : 2026 | Implants for surgery - Determination of bending strength and stiffness of bone plates | Methods of tests | Identical under dual numbering | 31-07-1995
228 | IS 14284:1995ISO 7712Reviewed In : 2021 | Laboratory glassware - Disposable pasteur pipettes - Specification | Product Specification | Identical under dual numbering | 30-06-1995
229 | IS 14420:1996Reviewed In : 2023 | Tracheal tubes for large animals used for veterinary anaesthesia - Specification | Product Specification | Indigenous | 31-12-1996
230 | IS 14429:1997Reviewed In : 2022 | Braille shorthand machine - Specification | Product Specification | Indigenous | 31-03-1997
231 | IS 14679:1999Reviewed In : 2021 | Neurosurgical implants - Implantable peripheral nerve stimulators | Product Specification | Indigenous | 31-05-1999
232 | IS 14723:1999Reviewed In : 2021 | Artificial limbs - Knee shin assembly - Specification | Product Specification | Indigenous | 31-08-1999
233 | IS 14879:2000Reviewed In : 2021 | Anterior spinal hyperextension (ASH) brace - Specification | Product Specification | Indigenous | 31-10-2000
234 | IS 14895:2000Reviewed In : 2015 | Ophthalmic instruments - Spuds, foreign body - Waltons sizes 1 and 1.5 mm wide, stainless steel - Specification | Product Specification | Indigenous | 31-12-2000
235 | IS 15113:2002Reviewed In : 2025 | Clinical electrical thermometers with maximum device - Specification | Product Specification | Indigenous | 31-03-2002
236 | IS 15195:2002Reviewed In : 2022 | Performance guidelines for quality assurance in hospital services up to 30 - Bedded hospitals | System Standard | Indigenous | 31-10-2002
237 | IS 15376 (Part 1):2003ISO 8670-1Reviewed In : 2023 | Ostomy collection bags: Part 1 vocabulary | Terminology | Identical under dual numbering | 30-09-2003
238 | IS 15376 (Part 2):2003ISO 8670-2Reviewed In : 2023 | Ostomy collection bags: Part 2 requirements and test methods | Methods of tests | Identical under dual numbering | 30-09-2003
239 | IS 15461:2004Reviewed In : 2024 | Performance guidelines for quality assurance in hospital services up to 100 - Bedded hospitals | System Standard | Indigenous | 31-07-2004
240 | IS 15537:2021ISO 9187-1:2018 | Injection equipment for medical use Part 1 Ampoules for injectables First Revision | Product Specification | Identical under dual numbering | 30-09-2021
241 | IS 15551:2003Reviewed In : 2024 | Quality management systems - Guidelines for process improvements in health service organizations | System Standard | Indigenous | 31-12-2003
242 | IS 15584:2005Reviewed In : 2022 | Medical X-ray films | Product Specification | Indigenous | 31-07-2005
243 | IS 15732 (Part 1):2018ISO 8600-1 : 2015 Reviewed In : 2024 | Endoscopes - Medical Endoscopes and Endotherapy Devices Part 1 General Requirements ( First Revision) | Product Specification | Identical under dual numbering | 31-05-2018
244 | IS 15732 (Part 3):2025ISO 8600-3:2019 | Endoscopes - Medical endoscopes and endotherapy devices Part 3 Determination of field of view and direction of view of endoscopes with optics (First Revision) |  | Identical under dual numbering | 24-03-2025
245 | IS 15732 (Part 3):2006ISO 8600-3 : 1997Reviewed In : 2016 | Optics and photonics - Medical endoscopes and endotherapy devices: Part 3 determination of field of view and direction of view of endoscopes with optics | Product Specification | Identical under dual numbering | 31-12-2006
246 | IS 15732 (Part 4):2021ISO 8600-4:2014 | Endoscopes - Medical endoscopes and endotherapy devices- Part 4: Determination of maximum width of insertion portion (First Revision) | Product Specification | Identical under dual numbering | 30-09-2021
247 | IS 1984 (Part 2):2023ISO 8362-4:2011 | Injection containers and accessories Part 2 Injection vials made of moulded glass Third Revision |  | Identical under dual numbering | 13-10-2023
248 | IS 3055 (Part 1):1994Reviewed In : 2021 | Clinical thermometers: Part 1 solid stem type - Specification (Second Revision) | Product Specification | Indigenous | 31-12-1994
249 | IS 3055 (Part 2):2004Reviewed In : 2019 | Clinical thermometers: Part 2 enclosed scale type - Specification (Third Revision) | Product Specification | Indigenous | 30-11-2004
250 | IS 3118:1978Reviewed In : 2021 | Specification for electric bacteriological incubators (First Revision) | Product Specification | Indigenous | 30-04-1979
251 | IS 3119:1978Reviewed In : 2021 | Specification for hot air sterilizers (First Revision) | Product Specification | Indigenous | 31-05-1979
252 | IS 3318:1965Reviewed In : 2016 | General requirements for surgical scalpels and knives | Product Specification | Indigenous | -
253 | IS 3319:1995Reviewed In : 2016 | Blades, surgical, detachable (Bard Parker Type) and handles - Specification (Fourth Revision) | Product Specification | Indigenous | 31-07-1995
254 | IS 3320:1973Reviewed In : 2016 | Specification for surgical scalpels (First Revision) | Product Specification | Indigenous | 31-12-1973
255 | IS 3390:1988Reviewed In : 2023 | Specification for sphygmomanometers, mercurial (Second Revision) | Product Specification | Indigenous | 28-02-1989
256 | IS 3391:1965Reviewed In : 2023 | Specification for stethoscopes | Product Specification | Indigenous | 28-02-1966
257 | IS 3393:2024 | Mouth Props and Airways (London Hospital Pattern) ï¿½ Specification (First Revision) |  | Indigenous | 16-08-2024
258 | IS 3642 (Part 1):1990ISO 7151Reviewed In : 2016 | Surgical instruments - Specification: Part 1 non - Cutting, articulated instruments (Second Revision) | Product Specification | Identical under dual numbering | 31-05-1991
259 | IS 3643:1992Reviewed In : 2018 | Surgical instruments - Dissecting forceps (Serrated And Toothed) - Shapes and dimensions (First Revision) | Product Specification | Indigenous | 30-09-1992
260 | IS 3644:1992Reviewed In : 2018 | Surgical instruments - Artery forceps Halsted's Mosquito pattern - Shape and dimensions | Product Specification | Indigenous | 31-10-1992
261 | IS 3645:1992Reviewed In : 2018 | Surgical instruments - Artery forceps Spencer Wells pattern - Size, shape and dimensions | Product Specification | Indigenous | 31-08-1992
262 | IS 3740:2024 | Medical Laboratory Glassware Glass Tubes for Pathology Work - Specification First Revision |  | Indigenous | 17-01-2024
263 | IS 3741 (Part 1):1990Reviewed In : 2024 | Medical instruments sedimentation tubes - Specification: Part 1 westergren tube (Second Revision) | Product Specification | Indigenous | 31-01-1991
264 | IS 3741 (Part 2):1990Reviewed In : 2021 | Medical glass instruments - Sedimentation tubes - Specification: Part 2 wintrobe tube (Second Revision) | Product Specification | Indigenous | 30-09-1990
265 | IS 3742:1990Reviewed In : 2021 | Medical glass instruments - Pipettes, dilution for haemocytometers specification (Second Revision) | Product Specification | Indigenous | 30-11-1990
266 | IS 3758:2018 Reviewed In : 2023 | Hooks, aural - Specification (First Revision) | Product Specification | Indigenous | 30-06-2018
267 | IS 3759:2024 | Skin grafting blade (Second Revision) |  | Indigenous | 14-11-2024
268 | IS 3760:2021 | Probe, Aural, Jobson Horne’s Pattern — Specification (First Revision of IS 3760) | Product Specification | Indigenous | 31-03-2021
269 | IS 3767:1966Reviewed In : 2016 | Specification for hook, skin, gillies pattern | Product Specification | Indigenous | 31-12-1966
270 | IS 3787:1966Reviewed In : 2016 | Specification for gag, mouth, cleft palate | Product Specification | Indigenous | 31-12-1966
271 | IS 3788:2024 | Aural Specula Specification First Revision |  | Indigenous | 17-01-2024
272 | IS 3799:2019 Reviewed In : 2023 | Forceps, aural and nasal, crocodile action - Specification (First Revision) | Product Specification | Indigenous | 31-01-2019
273 | IS 3807:2024 | Aural and Nasal Dressing Forceps Specification (Second Revision) |  | Indigenous | 17-01-2024
274 | IS 3829 (Part 1):1999Reviewed In : 2025 | Specification for steam sterilizers: Part 1 horizontal cylindrical and horizontal rectangular steam sterilizers, pressure type (For Hospital And Pharmaceutical Use) (Second Revision) | Product Specification | Indigenous | 30-04-1999
275 | IS 3829 (Part 2):1978Reviewed In : 2021 | Specification for steam sterilizers: Part 2 horizontal cylindrical high speed steam sterilizers, pressure type (First Revision) | Product Specification | Indigenous | 31-08-1979
276 | IS 3829 (Part 3):1985Reviewed In : 2021 | Specification for steam sterilizers: Part 3 pressure sterilizers, vertical cylindrical type | Product Specification | Indigenous | 31-10-1985
277 | IS 3830:1979Reviewed In : 2021 | Specification for water stills for pyrogen - Free distilled water (Second Revision) | Product Specification | Indigenous | 30-09-1979
278 | IS 3831:1979Reviewed In : 2021 | Specification for sterilizer, shallow (Dressing Drum) | Product Specification | Indigenous | 31-12-1979
279 | IS 3875:1983Reviewed In : 2022 | Specification for hot plate, wax levelling, dental (First Revision) | Product Specification | Indigenous | 31-01-1983
280 | IS 3876:1985Reviewed In : 2022 | Specification for knife, plaster, dental (First Revision) | Product Specification | Indigenous | 31-01-1985
281 | IS 3877:1967Reviewed In : 2024 | Specification for wax knife, dental | Product Specification | Indigenous | 30-04-1967
282 | IS 3878:1967Reviewed In : 2018 | Specification for plaster shears, dental | Product Specification | Indigenous | 30-04-1967
283 | IS 3887:2024 | Cutting Type Dental Instruments ï¿½ General Requirements (Second Revision) |  | Indigenous | 16-08-2024
284 | IS 3889:1985Reviewed In : 2022 | Specification for chisels, dental (First Revision) | Product Specification | Indigenous | 28-02-1985
285 | IS 3890 (Part 1):1986Reviewed In : 2022 | Specification for instruments, plastic filling, dental: Part 1 designation numbers 1, 3, 4, 5 and 6 (First Revision) | Product Specification | Indigenous | 31-10-1986
286 | IS 3992:1982Reviewed In : 2021 | Specification for trays, kidney (First Revision) | Product Specification | Indigenous | 28-02-1982
287 | IS 3993:1993Reviewed In : 2025 | Trays, instruments - Specification (Second Revision) | Product Specification | Indigenous | 31-12-1993
288 | IS 4033:1968Reviewed In : 2021 | General requirements for hospital furniture | Product Specification | Indigenous | 31-05-1968
289 | IS 4035:1967Reviewed In : 2021 | Specification for trolleys, stretcher | Product Specification | Indigenous | 31-10-1967
290 | IS 4036:1967Reviewed In : 2021 | Specification for trolleys, patient | Product Specification | Indigenous | 31-10-1967
291 | IS 4037:1967Reviewed In : 2021 | Specification for stretchers and stretcher carriers | Product Specification | Indigenous | 31-10-1967
292 | IS 4067:1967Reviewed In : 2022 | Specification for tube, swab (West Type), for throat | Product Specification | Indigenous | 30-06-1967
293 | IS 4069:2024 | Medical Laboratory Glassware - Urinometer - Specification (First Revision) |  | Indigenous | 17-01-2024
294 | IS 4085:2024 | Autopsy Instruments â€” Amputation Knife (First Revision) |  | Indigenous | 07-08-2024
295 | IS 4085:1967Reviewed In : 2022 | Specification for knives, amputating | Product Specification | Indigenous | 31-07-1967
296 | IS 4087:2024 | Medical Laboratory Glassware Pipette for Haemoglobinometer and Blood Pipette for Biochemical Work - Specification Second Revision |  | Indigenous | 17-01-2024
297 | IS 4094:1967Reviewed In : 2016 | Forceps, Sterilizer, Cheatle's Pattern | Product Specification | Indigenous | 31-07-1967
298 | IS 4244:1967Reviewed In : 2016 | Specification for retractors, skin, double ended | Product Specification | Indigenous | 31-10-1967
299 | IS 4245:1967Reviewed In : 2017 | Specification for needle holder (Gillies) combined with scissors, for plastic surgery | Product Specification | Indigenous | 31-10-1967
300 | IS 4266:1967Reviewed In : 2021 | Specification for lockers, bedside for hospital use | Product Specification | Indigenous | -
301 | IS 4267:1967Reviewed In : 2021 | Specification for stands, wash hand basin | Product Specification | Indigenous | 30-11-1967
302 | IS 4275:2025 | Plastic Surgery Instruments - Kilner Scissors ( First Revision ) |  | Indigenous | 24-03-2025
303 | IS 4275:1967Reviewed In : 2021 | Specification for Scissors, Kilner's for Plastic Surgery | Product Specification | Indigenous | 30-11-1967
304 | IS 4281:2025 | Plastic Surgery Instruments - McIndoe Scissors ( First Revision ) |  | Indigenous | 24-03-2025
305 | IS 4281:1967Reviewed In : 2016 | Specification for Scissors, McIndoe's, for Plastic Surgery | Product Specification | Indigenous | 31-12-1967
306 | IS 4282:1992Reviewed In : 2018 | Surgical instruments - Dissecting forceps, plastic surgery - Shapes and dimensions (First Revision) | Product Specification | Indigenous | 30-09-1992
307 | IS 4316:1991Reviewed In : 2022 | Orthodontic pliers, snipe nose - Shape,dimensions and tests (First Revision) | Methods of tests | Indigenous | 31-10-1991
308 | IS 4319 (Part 2):1986Reviewed In : 2022 | Specification for pliers, stretching and contouring, dental: Part 2 pliers, contouring (First Revision) | Product Specification | Indigenous | 31-08-1986
309 | IS 4364:2024 | Medical Laboratory Glassware Serological Pipettes - Specification First Revision |  | Indigenous | 17-01-2024
310 | IS 4381:1967Reviewed In : 2022 | Specification for pathological microscope | Product Specification | Indigenous | 28-02-1968
311 | IS 4444:2024 | Medical Laboratory Glassware â€” Bacteriological Bottles â€” Specification (First Revision) |  | Indigenous | 23-08-2024
312 | IS 4445:2025 | Filter and Filter Chamber for Blood Transfusion - Specification (First Revision) |  | Indigenous | 24-03-2025
313 | IS 4445:1967Reviewed In : 2021 | Specification for filter and filter chamber for blood transfusion | Product Specification | Indigenous | 28-02-1968
314 | IS 4455:1967Reviewed In : 2021 | Specification for trolleys, soiled linen | Product Specification | Indigenous | 31-01-1968
315 | IS 4458:1967Reviewed In : 2021 | Specification for screens, bedside | Product Specification | Indigenous | 31-01-1968
316 | IS 4487:2024 | ENT Surgery Instruments - Forceps ,Tonsil Artery (Birketts Pattern) - Specification (Second Revision) |  | Indigenous | 19-11-2024
317 | IS 4488:2018 Reviewed In : 2023 | Forceps, Tonsil Holding (Muck's and White's Patterns) Specification ( First Revision ) | Product Specification | Indigenous | 31-08-2018
318 | IS 4489:2018 Reviewed In : 2023 | Forceps, Nasal Turbinate, Luc’s — Specification ( First Revision ) | Product Specification | Indigenous | 31-10-2018
319 | IS 4490:1968Reviewed In : 2016 | Forceps, Dilating, Trousseau's | Product Specification | Indigenous | 31-03-1968
320 | IS 4494:1968Reviewed In : 2021 | Specification for tables, overbed | Product Specification | Indigenous | 31-05-1968
321 | IS 4504:2018 Reviewed In : 2023 | Forceps, peritonsillar - Specification (First Revision) | Product Specification | Indigenous | 31-05-2018
322 | IS 4513:1968Reviewed In : 2016 | Specification for scissors, surgical dressing and stitch | Product Specification | Indigenous | 31-10-1968
323 | IS 4514:2018 Reviewed In : 2023 | Forceps, Tonsil Dissecting (Waugh's Pattern) - Specification ( First Revision ) | Product Specification | Indigenous | 31-08-2018
324 | IS 4520:2018 Reviewed In : 2023 | Forceps, Punch, Nasal Citelli's Antrum and Hajek's Sphenoidal— Specification (First Revision) | Product Specification | Indigenous | 31-08-2018
325 | IS 4529:1968Reviewed In : 2018Reaffirmed but not taken up for revision | Specification for glass tubes for medical thermometers | Product Specification | Indigenous | 31-05-1968
326 | IS 4534:1980Reviewed In : 2022 | Specification for adapter for terminal devices, artificial limbs (First Revision) | Product Specification | Indigenous | 31-03-1980
327 | IS 4535:1968Reviewed In : 2022 | Specification for saw - Grip terminal device for artificial limbs | Product Specification | Indigenous | 31-05-1968
328 | IS 4554:1968Reviewed In : 2021 | Specification for hammers terminal devices, ball pein and claw, for artificial limbs | Product Specification | Indigenous | 31-05-1968
329 | IS 4555:1980Reviewed In : 2022 | Specification for biprong terminal device, draughtsman, for artificial - Limbs (First Revision) | Product Specification | Indigenous | 31-03-1980
330 | IS 4556:1968Reviewed In : 2024 | Specification for typing finger terminal device for artificial limbs | Product Specification | Indigenous | 31-05-1968
331 | IS 4567:1968Reviewed In : 2021 | Specification for pliers terminal device, quick - Grip, for artificial limbs | Product Specification | Indigenous | 31-07-1968
332 | IS 4569 (Part 1):1985Reviewed In : 2017 | Specification for scissors, eye: Part 1 corneal (Second Revision) | Product Specification | Indigenous | 31-10-1985
333 | IS 4569 (Part 2):1985Reviewed In : 2017 | Specification for scissors, eye: Part 2 conjuctival, blunt and sharp - Point scissors (Second Revision) | Product Specification | Indigenous | 30-09-1985
334 | IS 4569 (Part 3):1985Reviewed In : 2017 | Specification for scissors, eye: part 3 scissors, tenotomy (Second Revision) | Product Specification | Indigenous | 30-04-1986
335 | IS 4569 (Part 4):1985Reviewed In : 2017 | Specification For Scissors, Eye Part 4 Scissors,Enucleation (Second Revision) | Product Specification | Indigenous | 30-04-1986
336 | IS 4569 (Part 5):1985Reviewed In : 2017 | Specification For Scissors, Eye Part 5 Scissors, Spring Action, Vanna's Pattern (Modified) (Second Revision) | Product Specification | Indigenous | 30-04-1986
337 | IS 4569 (Part 6):1985Reviewed In : 2017 | Specification For Scissors, Eye Part 6 Scissors, Iris (Second Revision) | Product Specification | Indigenous | 30-06-1986
338 | IS 4577:1980Reviewed In : 2022 | Specification for spade - Grip terminal device for artificial limbs (First Revision) | Product Specification | Indigenous | 31-03-1980
339 | IS 4587:1968Reviewed In : 2016 | Specification for raspatories, cleft palate, for plastic surgery | Product Specification | Indigenous | -
340 | IS 4609:1980Reviewed In : 2022 | Specification for pencil - Holding device for artificial limbs (First Revision) | Product Specification | Indigenous | 30-04-1980
341 | IS 4675:1968Reviewed In : 2021 | Specification for light split - Hook device for artificial limbs | Product Specification | Indigenous | 31-07-1968
342 | IS 4677:1968Reviewed In : 2021 | Specification for steering appliance for artificial limbs | Product Specification | Indigenous | 31-07-1968
343 | IS 4708:2024 | Medical Laboratory Glassware - Conical Urine Glass - Specification (First Revision) |  | Indigenous | 17-01-2024
344 | IS 4714:1985Reviewed In : 2022 | Specification for scalers, dental, No. Sc 1/2, 3/4 and 5/6 (First Revision) | Product Specification | Indigenous | 31-05-1985
345 | IS 4715:2024 | Dental Excavators (First Revision ) |  | Indigenous | 26-06-2024
346 | IS 4754:2024 | Medical Laboratory Glassware - Staining Troughs and Jar - Specification ( First Revision ) |  | Indigenous | 17-01-2024
347 | IS 4769:1968Reviewed In : 2021 | Specification for trolley, dressing | Product Specification | Indigenous | 30-11-1968
348 | IS 4787:1968Reviewed In : 2021 | Specification for table, examination | Product Specification | Indigenous | 31-12-1968
349 | IS 4790:1989Reviewed In : 2018 | Eye Surgery Instruments -Knife, Corneal Splitting, Lang's And Tooke's Pattern (Modified) Specification (Second Revision) | Product Specification | Indigenous | 30-11-1989
350 | IS 4959:2018 Reviewed In : 2023 | Raspatory, Nasal, Howarth's— Specification (First Revision) | Product Specification | Indigenous | 31-08-2018
351 | IS 4975:1986Reviewed In : 2022 | Specification for elevators, dental, No. 1, 2 and 3 (First Revision) | Product Specification | Indigenous | 31-10-1987
352 | IS 4978:2024 | EYE SURGERY INSTRUMENTS TOOTHED FIXATION FORCEPS - SPECIFICATION |  | Indigenous | 17-01-2024
353 | IS 4994:2025 | ENT Surgery Instruments - Redressing Forceps - Walsham's pattern - Specification (First Revision) |  | Indigenous | 24-03-2025
354 | IS 4994:1968Reviewed In : 2023 | Specification for Forceps, Redressing, Walsham's Right, Left and Straightening | Product Specification | Indigenous | 30-06-1969
355 | IS 5004:2024 | Dental Cutting Spoons (First Revision) |  | Indigenous | 16-08-2024
356 | IS 5005:2024 | Dental Burnishers (First Revision) |  | Indigenous | 26-06-2024
357 | IS 5015:1969Reviewed In : 2022 | Specification for knife - Terminal device for artificial limbs | Product Specification | Indigenous | 31-05-1969
358 | IS 5017:2024 | Dental Carvers (First Revision) |  | Indigenous | 26-06-2024
359 | IS 5022:1989Reviewed In : 2025 | Sterilizer, instruments, table model (Third Revision) | Product Specification | Indigenous | -
360 | IS 5035:1969Reviewed In : 2021 | Specification for sterilizers, bowl and utensil (Pedal Type) | Product Specification | Indigenous | 31-07-1969
361 | IS 5089:1969Reviewed In : 2023 | Specification for blade plate, blount type | Product Specification | Indigenous | 28-02-1969
362 | IS 5143:2024 | Adjustable Axillary Crutches â€” Specification (Third Revision) |  | Indigenous | 09-09-2024
363 | IS 5144:1980Reviewed In : 2022 | Specification for metal forearm crutches (Canadian Pattern) (First Revision) | Product Specification | Indigenous | 31-08-1980
364 | IS 5145:1969Reviewed In : 2022 | Specification for walking sticks | Product Specification | Indigenous | 31-08-1969
365 | IS 5150:1969Reviewed In : 2022 | Specification for rubber tips for crutches and walking sticks | Product Specification | Indigenous | 31-08-1969
366 | IS 5155:1969Reviewed In : 2024 | Specification for pipettes, ostwald - Folin type | Product Specification | Indigenous | 31-08-1969
367 | IS 5157:1981Reviewed In : 2018 | Specification for forceps, eye, Iris (First Revision) | Product Specification | Indigenous | 31-12-1981
368 | IS 5178:1969Reviewed In : 2024 | Specification for gingival margin trimmers, dental, No. GMT 1/2,3/14,5/6 and 718 | Product Specification | Indigenous | 31-07-1969
369 | IS 5181:1969Reviewed In : 2018 | Specification for press, flask, dental | Product Specification | Indigenous | 31-07-1969
370 | IS 5185:2024 | Dental Articulators (First Revision) |  | Indigenous | 26-06-2024
371 | IS 5211:1969Reviewed In : 2024 | Specification for scissors, dental No. 1, straight and curved on flat | Product Specification | Indigenous | 31-07-1969
372 | IS 5212:1969Reviewed In : 2024 | Specification for scissors,crown, dental, straight and curved on flat | Product Specification | Indigenous | 31-07-1969
373 | IS 5217:1969Reviewed In : 2024 | Specification for clamp, flask, dental | Product Specification | Indigenous | 31-07-1969
374 | IS 5227:2024 | Dental Flasks (First Revision) |  | Indigenous | 16-08-2024
375 | IS 5232:2024 | EYE SURGERY INSTRUMENTS - FORCEPS EYE CILIA BEERS PATTERN MODIFIED - SPECIFICATION |  | Indigenous | 17-01-2024
376 | IS 5291:1969Reviewed In : 2021 | Specification for tables, operation, hydraulic, major | Product Specification | Indigenous | 31-03-1970
377 | IS 5338:2024 | Eustachian Catheter Specification First Revision |  | Indigenous | 17-01-2024
378 | IS 5347 (Part 1):1986Reviewed In : 2022 | Requirements for orthopaedic implants Part 1 general requirements (Second Revision) | Product Specification | Indigenous | 30-06-1986
379 | IS 5347 (Part 17):2002ISO 13782 : 1996Reviewed In : 2018 | Requirements for orthopedic implants Part 17 metallic materials - Unalloyed tantalum for surgical implant applications | Methods of tests | Identical under dual numbering | 30-09-2002
380 | IS 5367:1969Reviewed In : 2017 | Specification For Forceps, Eye, Strabismus, For Advancement (Prince's And Worth's Patterns) | Product Specification | Indigenous | 31-08-1969
381 | IS 5377:2025 | ENT Surgery Instruments - Nasal Speculum - Thudichum's Pattern - Specification (First Revision) |  | Indigenous | 24-03-2025
382 | IS 5377:1969Reviewed In : 2023 | Specification for Speculum. Nasal. Thudichum's | Product Specification | Indigenous | 30-11-1969
383 | IS 5395 (Part 1):1989ISO 5837/1-1985Reviewed In : 2026 | Specification for Surgical Implants - Intramedullary nailing systems for bone surgery Part 1 Intramedullary nails with cloverleaf or v - shaped cross - section (Second Revision) | Product Specification | Identical under dual numbering | 31-08-1990
384 | IS 5396:1969Reviewed In : 2022 | Specification for guide pin for kuntscher nail | Product Specification | Indigenous | 31-10-1969
385 | IS 5397:1969Reviewed In : 2022 | Specification for reamer, flexible for kuntscher nail (Meddulary canal) | Product Specification | Indigenous | 31-10-1969
386 | IS 5412:2025 | ENT Surgery Instruments - Nasal Saws - Joseph's pattern - specification (First Revision) |  | Indigenous | 24-03-2025
387 | IS 5412:1969Reviewed In : 2023 | Specification For Saws, Nasal, Joseph's Pattern | Product Specification | Indigenous | 30-11-1969
388 | IS 5574:1970Reviewed In : 2022 | Specification for forceps, wire cutting, compound action, orthopaedic | Product Specification | Indigenous | 30-04-1970
389 | IS 5576:1985Reviewed In : 2022 | Specification for carriers, amalgam, dental, No. 1 and 2 (First Revision) | Product Specification | Indigenous | 31-01-1985
390 | IS 5580:2024 | Stille Pattern Orthopaedic Chisels ï¿½ Specification (First Revision) |  | Indigenous | 14-11-2024
391 | IS 5581:2024 | Bohlerï¿½s Stirrup ï¿½ Specification (First Revision) |  | Indigenous | 09-07-2024
392 | IS 5582:1986Reviewed In : 2022 | Specification for mandrels, dental, No. 1, 2 and 3 (First Revision) | Product Specification | Indigenous | 30-11-1986
393 | IS 5583:2024 | Stille Pattern Orthopaedic Osteotomes - Specification (First Revision) |  | Indigenous | 14-11-2024
394 | IS 5585:1970Reviewed In : 2022 | Specification for mallet, rubber-capped | Product Specification | Indigenous | 30-04-1970
395 | IS 5586:1970Reviewed In : 2022 | Specification for metal component for sectional forearm | Product Specification | Indigenous | 28-02-1970
396 | IS 5589:1970Reviewed In : 2022 | Specification for saw handle, bone amputation, orthopaedic | Product Specification | Indigenous | 30-04-1970
397 | IS 5590:1970Reviewed In : 2022 | Specification for saw blade, bone amputation | Product Specification | Indigenous | 30-04-1970
398 | IS 5594:1983Reviewed In : 2022 | Specification for wrist unit, rotary, for hand prosthesis (First Revision) | Product Specification | Indigenous | 30-06-1983
399 | IS 5601:1970Reviewed In : 2022 | Specification for gouges, stille pattern, orthopaedic | Product Specification | Indigenous | 30-04-1970
400 | IS 5603:1983Reviewed In : 2022 | Specification for mechanical elbow joint (First Revision) | Product Specification | Indigenous | 30-06-1983
401 | IS 5607:1970Reviewed In : 2021 | Specification for semi - Automatic elbow joint | Product Specification | Indigenous | 30-04-1970
402 | IS 5622:1970Reviewed In : 2021 | Soda-Lime Canisters for Use with Gas Anaesthetic Apparatus ( Waters' to-and-Fro) | Product Specification | Indigenous | 30-11-1970
403 | IS 5631:1970Reviewed In : 2021 | Specification for trolley, instrument, plain and curved | Product Specification | Indigenous | 30-06-1970
404 | IS 5665:1982Reviewed In : 2022 | Specification for shoulder wheel (First Revision) | Product Specification | Indigenous | 28-02-1982
405 | IS 5668:2024 | EYE SURGERY INSTRUMENTS - FORCEPS EYE DISSECTING SERRATED FINE - SPECIFICATION |  | Indigenous | 17-01-2024
406 | IS 5678:2023 | CONJUNCTIVAL SUTURE FORCEPS MOORFIELDS PATTERN - SPECIFICATION |  | Indigenous | 02-01-2024
407 | IS 5680:1969Reviewed In : 2020 | Specification for rubber tubing for medical use | Product Specification | Indigenous | 31-01-1971
408 | IS 5720:2024 | Mollison's Pattern Self-Retaining Mastoid Retractor Specification (First Revision) |  | Indigenous | 17-01-2024
409 | IS 5721:2024 | PERIPHERAL IRIDECTOMY FORCEPS SINCLAIRS PATTERN -SPECIFICATION |  | Indigenous | 17-01-2024
410 | IS 5722:1970Reviewed In : 2018 | Specification For Hook, Eye, Iris (Tyrrell's Pattern) | Product Specification | Indigenous | 31-07-1970
411 | IS 5723:2024 | Mallet with Fluted/Milled Handle for ENT Surgery - Specification (First Revision) |  | Indigenous | 15-10-2024
412 | IS 5738:1970Reviewed In : 2016 | Specification for cystoscope | Product Specification | Indigenous | 31-10-1970
413 | IS 5745:1986Reviewed In : 2022 | Specification for heel socket and plate for orthosis (First Revision) | Product Specification | Indigenous | 30-06-1986
414 | IS 5747:2024 | Lempert's Pattern Endaural Retractor - Specification (First Revision) |  | Indigenous | 15-10-2024
415 | IS 5750:1970Reviewed In : 2016 | Specification for Sigmoidoscope | Product Specification | Indigenous | 31-03-1971
416 | IS 5763:1970Reviewed In : 2024 | Specification for occlusal plane guide, dental | Product Specification | Indigenous | 30-09-1970
417 | IS 5794:1986Reviewed In : 2022 | Specification - For pliers, pin - Roughening and bending, dental (First Revision) | Product Specification | Indigenous | 31-07-1986
418 | IS 5795:1991Reviewed In : 2022 | Orthodontic pliers, Crown and ligating, Howe's pattern - Shape, dimensions and tests | Product Specification | Indigenous | 31-12-1991
419 | IS 5796:1970Reviewed In : 2022 | Specification for disc type weight set for physio - Therapy exercisers other than pulley arrangements | Product Specification | Indigenous | 30-06-1970
420 | IS 5803:1970Reviewed In : 2022 | Specification for twist drill used in orthopaedic surgery | Product Specification | Indigenous | 30-09-1970
421 | IS 5809:1986Reviewed In : 2022 | Specification for ankle joint for orthosis (First Revision) | Product Specification | Indigenous | 31-05-1986
422 | IS 5810:1986Reviewed In : 2022 | Specification for knee joint with lock for orthosis (First Revision) | Product Specification | Indigenous | 31-05-1986
423 | IS 5827:1982Reviewed In : 2023 | Specification for paraffin wax bath (First Revision) | Product Specification | Indigenous | 28-02-1982
424 | IS 5829:1982Reviewed In : 2022 | Specification for sound, uterine (First Revision) | Product Specification | Indigenous | 28-02-1982
425 | IS 5829:2025 | Uterine Sound - Specification (second revision) |  | Indigenous | 14-07-2025
426 | IS 5847:1970Reviewed In : 2022 | Specification for pin chuck for introducing steinman pins | Product Specification | Indigenous | 30-09-1970
427 | IS 5848:1996ISO 5838-2Reviewed In : 2022 | Implants for surgery - Skeletal pins and wires - Steinmann skeletal pins - Dimensions (First Revision) | Product Specification | Identical under dual numbering | 28-02-1996
428 | IS 5849:2025 | Anterior Vaginal Wall Retractor Sims Pattern - Specification (first revision) |  | Indigenous | 14-07-2025
429 | IS 5849:1970Reviewed In : 2022 | Retractor, Anterior Vaginal Wall (Sim's pattern) | Product Specification | Indigenous | 30-11-1970
430 | IS 5880:1970Reviewed In : 2021 | Specification for stand, saline - Cum - Irrigator | Product Specification | Indigenous | 31-12-1970
431 | IS 5906:1970Reviewed In : 2022 | Speculum, Vaginal (Cusco's pattern) | Product Specification | Indigenous | 30-11-1970
432 | IS 5956:1986Reviewed In : 2022 | Specification for hip joint with lock for orthosis (First Revision) | Product Specification | Indigenous | 31-05-1986
433 | IS 5963:1971Reviewed In : 2022 | Specification for knee joint without lock for steel orthopaedic calipers | Product Specification | Indigenous | 31-01-1971
434 | IS 5964:1971Reviewed In : 2022 | Specification for round spur for orthopaedic calipers | Product Specification | Indigenous | 31-01-1971
435 | IS 6020:2022 | Dentistry Intra-oral mirrors Second Revision |  | Modified/Technically Equivalent | 30-11-2022
436 | IS 6038:1979Reviewed In : 2018 | Specification for dental impression (Modellinc) compound (First Revision) | Product Specification | Indigenous | 31-12-1979
437 | IS 6069:1971Reviewed In : 2022 | Specification for sliding seat exerciser | Product Specification | Indigenous | 31-05-1971
438 | IS 6083:1971Reviewed In : 2021 | Specification for table, obstetric, labour | Product Specification | Indigenous | 30-04-1971
439 | IS 6099:1991Reviewed In : 2021 | Rehabilitation equipement - Invalid walkers with crutches - Specification (Second Revision) | Product Specification | Indigenous | 31-03-1991
440 | IS 6106:1971Reviewed In : 2021 | Specification for tables, operation, hydraulic, minor | Product Specification | Indigenous | 30-09-1971
441 | IS 6111:2025 | Suction Type Uterine Curette - Specification (first revision) |  | Indigenous | 14-07-2025
442 | IS 6111:1971Reviewed In : 2022 | Specification for curette, uterine (Suction Type) | Product Specification | Indigenous | 31-05-1971
443 | IS 6112:1971Reviewed In : 2022 | Speculum, Vaginal, Double Ended (Sim's Pattern) | Product Specification | Indigenous | 31-05-1971
444 | IS 6114:1991Reviewed In : 2021 | Gynaecological instruments forceps, uterine vulsellum - Shape and dimensions (First Revision) | Product Specification | Indigenous | 31-12-1991
445 | IS 6115:1991Reviewed In : 2021 | Gynaecological instruments - Forceps, uterine tenaculum - Shape and dimensions (First Revision) | Product Specification | Indigenous | 31-12-1991
446 | IS 6187:1971Reviewed In : 2022 | Specification for saw, wire (Gigli Pattern) | Product Specification | Indigenous | 31-07-1971
447 | IS 6190:1971Reviewed In : 2024 | Specification for anaesthetic face masks | Product Specification | Indigenous | 31-03-1972
448 | IS 6194:1971Reviewed In : 2021 | Specification for intermittent positive pressure respirator, bag type, manually operated | Product Specification | Indigenous | 30-11-1971
449 | IS 6205:1982Reviewed In : 2023 | Specification for stationary cycle exerciser for adults (First Revision) | Product Specification | Indigenous | 28-02-1982
450 | IS 6207:1971Reviewed In : 2023 | Specification for trolleys for oxygen cylinders | Product Specification | Indigenous | 30-04-1972
451 | IS 6221:1971Reviewed In : 2022 | Specification for pelvic band for steel orthopaedic calipers and braces | Product Specification | Indigenous | 31-08-1971
452 | IS 6222:1971Reviewed In : 2022 | Specification for thigh band for orthopaedic calipers and braces | Product Specification | Indigenous | 31-08-1971
453 | IS 6223:1971Reviewed In : 2022 | Specification for calf band for orthopaedic calipers and braces | Product Specification | Indigenous | 31-08-1971
454 | IS 6224:1980Reviewed In : 2022 | Specification for tuber band for orthopaedic calipers and braces | Product Specification | Indigenous | 31-08-1980
455 | IS 6233:2023 | Bone Cutting Stille Liston Pattern Forceps - Specification (First Revision) |  | Indigenous | 01-11-2023
456 | IS 6252:2024 | Scissors Bandage Listers Pattern - Specification (First Revision) |  | Indigenous | 07-08-2024
457 | IS 6275:1971Reviewed In : 2022 | Specification for lower extremity full length brace with joints with locks | Product Specification | Indigenous | 31-08-1971
458 | IS 6281:2023 | Bone Awl (First Revision) |  | Indigenous | 01-11-2023
459 | IS 6289:2024 | Orthopaedic Epiphyseal Staple - Specification (First Revision) |  | Indigenous | 15-07-2024
460 | IS 6292:1986Reviewed In : 2022 | Specification for cotton wool holder, dental (First Revision) | Product Specification | Indigenous | 31-12-1986
461 | IS 6302:1971Reviewed In : 2022 | Specification for whirlpool bath | Product Specification | Indigenous | 31-03-1972
462 | IS 6319:2024 | Bone Clamp - Lowman Type - Specification (First Revision) |  | Indigenous | 14-11-2024
463 | IS 6328:1971Reviewed In : 2021 | Specification for table, operation, general purposes (Non - Hydraulic) | Product Specification | Indigenous | 30-04-1972
464 | IS 6371:2023 | Lane's, Lane-Fagge's and Fergusson's Patterns Bone Holding Forceps - Specification ( First Revision ) |  | Indigenous | 01-11-2023
465 | IS 6373:2025 | Mucus Sucker - Specification (First revision) |  | Indigenous | 20-06-2025
466 | IS 6373:1971Reviewed In : 2022 | Specification for sucker, mucus | Product Specification | Indigenous | 31-12-1971
467 | IS 6395:2024 | Thoracic Surgery Instruments â€” Auricle Clamps, Crafoords Pattern â€” Specification (Second Revision) |  | Indigenous | 03-07-2024
468 | IS 6414:1972Reviewed In : 2022 | Specification for parallel walking bars, adult and child sizes, for the handicapped | Product Specification | Indigenous | 31-01-1972
469 | IS 6420:1989Reviewed In : 2013 | Eye Surgery Instruments - Retractor, Eye Lachrymal Sac, Muller's Pattern (Modified) - Specification (First Revision) | Product Specification | Indigenous | 30-06-1990
470 | IS 6434:1971Reviewed In : 2016 | Bow, Hare Lip Traction (Denis Browne's pattern) | Product Specification | Indigenous | 31-08-1971
471 | IS 6435:1971Reviewed In : 2016 | Specification for strippers, tendon | Product Specification | Indigenous | 31-08-1971
472 | IS 6436:1989Reviewed In : 2022 | Thoracic Surgery Instruments - Rib Spreader, Finochietto's Pattern, Adult Size | Product Specification | Indigenous | 31-10-1989
473 | IS 6437:1970Reviewed In : 2016 | Specification for stripper, fascia | Product Specification | Indigenous | 31-08-1970
474 | IS 6442:2024 | Thoracic Surgery Instruments â€” Rib Shears, Tudor Edwardâ€™s Pattern â€” Specification (Second Revision) |  | Indigenous | 03-07-2024
475 | IS 6464:2000Reviewed In : 2023 | ENT Diagnostic Instruments - Tuning Forks (Gardiner Brown's Pattern) | Product Specification | Indigenous | 30-09-2000
476 | IS 6465:2025 | ENT Surgery Instruments - Antral Trocar with Cannula - Tilley Lichtwitz's Pattern - Specification (First Revision ) |  | Indigenous | 24-03-2025
477 | IS 6465:1972Reviewed In : 2023 | Specification For Trocar, Antral With Cannula (Tilley Lichtwitz' Pattern) | Product Specification | Indigenous | 28-02-1972
478 | IS 6466:2024 | Thoracic Surgery Instruments â€” Needle Holder â€” Specification |  | Indigenous | 03-07-2024
479 | IS 6467:2024 | Thoracic Surgery Instruments â€” Rib Periosteotome, Alexanderâ€™s Pattern â€” Specification (Second Revision) |  | Indigenous | 03-07-2024
480 | IS 6468:2024 | Thoracic Surgery Instruments â€” Empyema Trocar, Nelsonâ€™s Pattern â€” Specification (Second Revision) |  | Indigenous | 03-07-2024
481 | IS 6484:2023 | Fergusson's Pattern Orthopaedic Gouge Forceps - Specification First Revision |  | Indigenous | 01-11-2023
482 | IS 6485:2023 | Angular Orthopaedic Gouge Forceps - Specification ( First Revision ) |  | Indigenous | 01-11-2023
483 | IS 6486:2024 | Laneï¿½s Pattern Orthopaedic Gouge Forceps ï¿½ Specification (First Revision) |  | Indigenous | 09-07-2024
484 | IS 6499:1971Reviewed In : 2022 | Curette, Uterine, Double-ended, Sharp, Sim's Pattern | Product Specification | Indigenous | 31-12-1971
485 | IS 6501:2023 | Stille Luer's Pattern Orthopaedic Gouge Forceps - Specification (First Revision) |  | Indigenous | 01-11-2023
486 | IS 6505:2025 | Sim's Pattern Double-Ended, Sharp and Blunt, Uterine Curette -Specification ( First Revision ) |  | Indigenous | 30-07-2025
487 | IS 6505:1971Reviewed In : 2022 | Curette, Uterine, Double-ended, Sharp and Blunt, Sim's Pattern | Product Specification | Indigenous | 31-12-1971
488 | IS 6510:1971Reviewed In : 2022 | Specification for curette, endometrial biopsy, suction type | Product Specification | Indigenous | 31-12-1971
489 | IS 6514:2025 | ENT Surgery Instruments - Nasal Cartilage Knife - Ballenger's Pattern - Specification (First Revision) |  | Indigenous | 24-03-2025
490 | IS 6514:1972Reviewed In : 2023 | Specification for Nasal Cartilage Knife (Ballenger's Pattern) | Product Specification | Indigenous | 28-02-1972
491 | IS 6565:1972Reviewed In : 2022 | Stethoscope (foetoscope ) for - Foetal Heart Sounds, Pinard's Pattern | Product Specification | Indigenous | 31-05-1972
492 | IS 6571:1991Reviewed In : 2022 | Rehabilitation equipment - Wheelchairs, non - Folding, adult size, institutional model - Specification (First Revision) | Product Specification | Indigenous | 31-10-1991
493 | IS 6578:1992Reviewed In : 2022 | Obstetrics instruments - Forceps, ovum - Shape and dimensions (First Revision) | Product Specification | Indigenous | 31-03-1992
494 | IS 6584:1972Reviewed In : 2022 | Dilators, Uterine, Single Ended, Hegar's Pattern | Product Specification | Indigenous | 31-05-1972
495 | IS 6589:1992Reviewed In : 2021 | Gynaecological Instruments - Forceps, uterine, dressing, Bozemann's pattern - Shape and dimensions | Product Specification | Indigenous | 31-01-1992
496 | IS 6593:1972Reviewed In : 2021 | Specification for electric serological water - Baths | Product Specification | Indigenous | 31-10-1972
497 | IS 6606:2024 | Medical Laboratory Glass Apparatus Esbachs Albuminometer Specification First Revision |  | Indigenous | 17-01-2024
498 | IS 6624:1972Reviewed In : 2022 | Specification for basic hand splint, palmar arch support | Product Specification | Indigenous | 30-09-1972
499 | IS 6625:1972Reviewed In : 2022 | Specification for basic hand splint component | Product Specification | Indigenous | 30-09-1972
500 | IS 6626:1972Reviewed In : 2022 | Specification for basic hand splint, forearm piece | Product Specification | Indigenous | 30-09-1972
501 | IS 6777:1989Reviewed In : 2022 | Thoracic and cardiovascular surgery instruments - Forceps, dissecting, lung - Specification (First Revision) | Product Specification | Indigenous | 28-02-1990
502 | IS 6778:2024 | Thoracic Surgery Instruments â€” Lung Forceps, Duvalâ€™s Pattern â€” Specification (Second Revision) |  | Indigenous | 03-07-2024
503 | IS 6780:2024 | Thoracic Surgery Instruments â€” Artery Forceps, Robertâ€™s Pattern â€” Specification (Second Revision) |  | Indigenous | 03-07-2024
504 | IS 6781:1972Reviewed In : 2022 | Specification for staple ankle joint | Product Specification | Indigenous | 30-09-1972
505 | IS 6801 (Part 1):1999ISO 8319-1Reviewed In : 2021 | Orthopaedic instruments - Drive connections Part 1 keys for use with screws with hexagon socket heads (Second Revision) | Product Specification | Indigenous | 31-12-1999
506 | IS 6801 (Part 2):1987ISO 8319/2-1986Reviewed In : 2023 | Specification for drive connections for orthopaedic instruments Part 2 Screw drivers for single slot head screws, screws with cruciate slot and cross-recessed head screws (First Revision) | Product Specification | Indigenous | 31-12-1987
507 | IS 6802:1986Reviewed In : 2022 | Specification for prosthetic hip joint (First Revision) | Product Specification | Indigenous | 30-04-1986
508 | IS 6809:1990Reviewed In : 2021 | Rehabilitation equipment - Fixed height walking frame - Specification (First Revision) | Product Specification | Indigenous | 30-11-1990
509 | IS 6810:1990Reviewed In : 2021 | Rehabilitation equipment - Metal tripod and tetrapod sticks - Specification (First Revision) | Product Specification | Indigenous | 31-12-1990
510 | IS 6812:2003Reviewed In : 2023 | Knee joint, uniaxial for below knee prostheses - Specification (Second Revision) | Product Specification | Indigenous | 31-07-2003
511 | IS 6815:2025 | Dental Matrix Retainers - Specification (First Revision) |  | Indigenous | 29-04-2025
512 | IS 6822:1972Reviewed In : 2024 | Cutter, Distal Arch Wire, Dental | Product Specification | Indigenous | 31-12-1972
513 | IS 6829:1991Reviewed In : 2022 | Dental instruments - Orthodontic pliers, angle wire bending - Shape, dimensions and tests (First Revision) | Product Specification | Indigenous | 30-11-1991
514 | IS 6846:1972Reviewed In : 2022 | General requirements for control unit for airturbine, dental | Product Specification | Indigenous | 31-12-1972
515 | IS 6870:1986Reviewed In : 2022 | Specification for pliers, loop bending, dental (First Revision) | Product Specification | Indigenous | 31-08-1988
516 | IS 6887 (Part 2):2018ISO 20795-1 : 2013Reviewed In : 2022 | Dentistry — Base Polymers Part 2 Orthodontic Base Polymers ( First Revision ) | Product Specification | Identical under dual numbering | 31-12-2018
517 | IS 6904:1973Reviewed In : 2021 | Specification for receptacle, waste | Product Specification | Indigenous | 28-02-1973
518 | IS 6905:1973Reviewed In : 2021 | Instruments Table, Mayo's Type | Product Specification | Indigenous | 28-02-1973
519 | IS 6942:1973Reviewed In : 2022 | Specification for flask, roux, bacteriological, with or without offset neck (1000 Ml Nominal Capacity) | Product Specification | Indigenous | 31-05-1973
520 | IS 6943:2024 | Medical Laboratory Glassware - Cover Glass used with Haemocytometer - Specification (Second Revision) |  | Indigenous | 17-01-2024
521 | IS 6944:1973Reviewed In : 2022 | Specification for bottle, bijou, bacteriological | Product Specification | Indigenous | 31-05-1973
522 | IS 6957:2025 | Curette, Blunt Uterine - Specification (First Revision) |  | Indigenous | 30-07-2025
523 | IS 6957:1973Reviewed In : 2022 | Specification for curette, blunt, uterine | Product Specification | Indigenous | 30-06-1973
524 | IS 6959:1973Reviewed In : 2022 | Specification for scissors, embryotomy, curved on flat | Product Specification | Indigenous | 30-06-1973
525 | IS 6960:1973Reviewed In : 2022 | Specification for catheters, metal, female | Product Specification | Indigenous | 30-06-1973
526 | IS 6975:1973Reviewed In : 2024 | Specification for reamer, trochanteric, orthopedic | Product Specification | Indigenous | 31-07-1973
527 | IS 6976:1973Reviewed In : 2023 | Specification for awl, kuntscher, diamond pointed | Product Specification | Indigenous | 31-07-1973
528 | IS 6979:1973Reviewed In : 2022 | Specification for cerebral palsy chai, tubula, institutional model | Product Specification | Indigenous | 31-08-1973
529 | IS 6982:1973Reviewed In : 2023 | Specification for gauge for intramedullary nails | Product Specification | Indigenous | 31-07-1973
530 | IS 6989:2024 | Autopsy Instruments â€” Chisel (First Revision) |  | Indigenous | 07-08-2024
531 | IS 6990:2024 | Autopsy Instruments â€” Brain Knife (First Revision) |  | Indigenous | 07-08-2024
532 | IS 6992:1982Reviewed In : 2023 | Specification for cerebral palsy chair, domestic model (First Revision) | Product Specification | Indigenous | 28-02-1982
533 | IS 6993:1973Reviewed In : 2021 | Specification for pan knee joint | Product Specification | Indigenous | 31-08-1973
534 | IS 6995:1973Reviewed In : 2023 | Specification for cruciform below - Knee joint | Product Specification | Indigenous | 31-08-1973
535 | IS 6996:2024 | Autopsy Instruments - Cartilage Knife (first revision) |  | Indigenous | 15-10-2024
536 | IS 6999:1973Reviewed In : 2022 | Specification for Cannula, Artificial Insemination | Product Specification | Indigenous | 30-06-1973
537 | IS 7039:1973Reviewed In : 2022 | Specification for tube, culture, screw cap | Product Specification | Indigenous | 30-09-1973
538 | IS 7055:1973Reviewed In : 2023 | Specification for drivers, kuntscher, nail, orthopaedic | Product Specification | Indigenous | 30-11-1973
539 | IS 7066:2025 | Dental Instrument-Cabinet Trays - Specification (First Revision) |  | Indigenous | 05-05-2025
540 | IS 7066:1973Reviewed In : 2024 | Specification for trays, instrument - Cabinet, dental | Product Specification | Indigenous | 30-11-1973
541 | IS 7080 (Part 1):1992Reviewed In : 2022 | MTP suction apparatus - Specification: Part 1 manually operated (Second Revision) | Product Specification | Indigenous | 28-02-1992
542 | IS 7080 (Part 2):1992Reviewed In : 2022 | MTP suction apparatus - Specification: Part 2 electrical - Cum - Manually operated (First Revision) | Product Specification | Indigenous | 28-02-1992
543 | IS 7080 (Part 3):2024 | MTP Suction Apparatus Specification Part 3 Electrically Operated (Third Revision) |  | Indigenous | 16-07-2024
544 | IS 7083:1973Reviewed In : 2021 | Specification for trolley, medicine | Product Specification | Indigenous | 30-11-1973
545 | IS 7091:1973Reviewed In : 2021 | Specification for lifter, bed, adjustable | Product Specification | Indigenous | 31-10-1973
546 | IS 7099:1973Reviewed In : 2021 | Specification for trolley, dressing drum | Product Specification | Indigenous | 31-12-1973
547 | IS 7100:1973Reviewed In : 2022 | Hook, Decapitation, Jardine's Pattern | Product Specification | Indigenous | 31-12-1973
548 | IS 7102:1973Reviewed In : 2023 | Specification for screw, bone, leinbach, medullary | Product Specification | Indigenous | 31-12-1973
549 | IS 7103:1973Reviewed In : 2022 | Specification for scissors, episiotomy | Product Specification | Indigenous | 31-12-1973
550 | IS 7105 (Part 1):1973Reviewed In : 2023 | Specification for extractor for kuntscher nail Part 1 handle type | Product Specification | Indigenous | 31-12-1973
551 | IS 7105 (Part 2):1986Reviewed In : 2022 | Specification for extractor for kuntscher nail: Part 2 striker type | Product Specification | Indigenous | 30-11-1986
552 | IS 7106:1973Reviewed In : 2023 | Specification for extractor, staple, orthopaedic | Product Specification | Indigenous | 31-12-1973
553 | IS 7107:1973Reviewed In : 2023 | Specification for punch, staple, orthopaedic | Product Specification | Indigenous | 31-12-1973
554 | IS 7108:1973Reviewed In : 2023 | Specification for hammer for kuntscher nail extractor | Product Specification | Indigenous | 31-12-1973
555 | IS 7109:2025 | Orthopaedic Staple Starter - Specification (First Revision) |  | Indigenous | 16-05-2025
556 | IS 7109:1973Reviewed In : 2023 | Specification for starter, staple, orthopaedic | Product Specification | Indigenous | 31-12-1973
557 | IS 7111:2025 | Orthopaedic Staple Inserter - Specification (First Revision) |  | Indigenous | 21-05-2025
558 | IS 7111:1973Reviewed In : 2023 | Specification for inserter, staple, orthopaedic | Product Specification | Indigenous | 31-12-1973
559 | IS 7115:1973Reviewed In : 2022 | Specification for apparatus, tubal patency | Product Specification | Indigenous | 31-12-1973
560 | IS 7116:1973Reviewed In : 2022 | Specification for forceps, midwifery, short | Product Specification | Indigenous | 31-12-1973
561 | IS 7117:1973Reviewed In : 2022 | Specification for scissors, umbilical cord | Product Specification | Indigenous | 31-12-1973
562 | IS 7176:2024 | Drawover Portable Type Anaesthetic Apparatus â€” Specification (Second Revision) |  | Indigenous | 12-08-2024
563 | IS 7183:1973Reviewed In : 2022 | Specification for flask, culture, haffkine | Product Specification | Indigenous | 31-12-1973
564 | IS 7333:1991Reviewed In : 2022 | Orthodontic pliers, spring forming - Shape and dimensions (First Revision) | Product Specification | Indigenous | 30-11-1991
565 | IS 7334:1988Reviewed In : 2025 | Specification for pliers, clasp adjusting, dental (First Revision) | Product Specification | Indigenous | 31-10-1988
566 | IS 7335:1974Reviewed In : 2018 | Specification for pliers, closing loop, nance type, dental | Product Specification | Indigenous | 30-04-1974
567 | IS 7338:1991Reviewed In : 2022 | Orthodontic pliers, band removing, posterior - Shape and dimensions (First Revision) | Product Specification | Indigenous | 31-10-1991
568 | IS 7340:1974Reviewed In : 2018 | Specification for pliers, pin and ligature cutting, dental | Product Specification | Indigenous | 30-04-1974
569 | IS 7345:1994Reviewed In : 2022 | Cardiovascular surgery instruments - Anastomosis forceps and clamps - Patterns, shapes and dimensions (Second Revision) | Product Specification | Indigenous | 28-02-1994
570 | IS 7346:2024 | Thoracic Surgery Instruments â€” Rib Raspatories â€” Specification (Second Revision) |  | Indigenous | 20-06-2024
571 | IS 7350:1974Reviewed In : 2025 | Specification for needles, spinal | Product Specification | Indigenous | 30-06-1974
572 | IS 7355:2024 | Thoracic Surgery Instruments â€” Rib Spreader, Tuffierâ€™s Pattern â€” Specification (Second Revision) |  | Indigenous | 03-07-2024
573 | IS 7367:1987Reviewed In : 2022 | Clamps, Coarctation, Potts' Pattern, Straight and Angular | Product Specification | Indigenous | 31-07-1987
574 | IS 7373:2003Reviewed In : 2023 | Hip disarticulation joint unit for lower limb prosthetic fitments - Specification (Second Revision) | Product Specification | Indigenous | 31-05-2003
575 | IS 7378:1974Reviewed In : 2021 | Bed, Fowler's, Hospital | Product Specification | Indigenous | 31-08-1974
576 | IS 7379:2024 | Thoracic Surgery Instruments â€” Straight and Angular Patent Ductus Clamps â€” Specification (Second Revision) |  | Indigenous | 26-06-2024
577 | IS 7382:2024 | Thoracic Surgery Instruments â€” Rib Shears, Thomas Pattern â€” Specification (Second Revision) |  | Indigenous | 20-06-2024
578 | IS 7387:1974Reviewed In : 2025 | Needle, Biopsy, Liver, Silverman's Pattern | Product Specification | Indigenous | 31-08-1974
579 | IS 7388:1992Reviewed In : 2018 | Surgical instruments - Forceps,tissue,Allis pattern - Shape, size and dimensions | Product Specification | Indigenous | 30-11-1992
580 | IS 7398:2024 | Farabeuf Pattern Bone Holding Forceps â€” Specification (First Revision) |  | Indigenous | 23-09-2024
581 | IS 7399:1987Reviewed In : 2022 | Knife, Sternum, Lebsche's Pattern | Product Specification | Indigenous | 31-07-1987
582 | IS 7419:1983Reviewed In : 2021 | Requirements for stairs for physical rehabilitation (First Revision) | Product Specification | Indigenous | 31-03-1983
583 | IS 7425:1974Reviewed In : 2025 | Specification for dental casting investment for gold alloys | Product Specification | Indigenous | 28-02-1975
584 | IS 7432:1974Reviewed In : 2022 | Clamp, Myomectomy, Bonney's Pattern | Product Specification | Indigenous | 31-10-1974
585 | IS 7433:1992Reviewed In : 2022 | Obstetrics Instruments - Forceps, round ligament, Bonney's pattern - Shape and dimensions | Product Specification | Indigenous | 31-01-1992
586 | IS 7434:2024 | Thoracic Surgery Instruments â€” Scapula Retractor â€” Specification (Second Revision) |  | Indigenous | 03-07-2024
587 | IS 7435:1974Reviewed In : 2023 | Rongeur, Ruskin's Pattern | Product Specification | Indigenous | 31-10-1974
588 | IS 7442:1974Reviewed In : 2023 | Forceps, Bone Cutting, Straight and Angular, Liston's Pattern | Product Specification | Indigenous | 30-09-1974
589 | IS 7454:2024 | Rehabilitation Equipment â€” Wheelchairs, Folding, Adult Size â€” Specification (Second Revision) |  | Indigenous | 09-09-2024
590 | IS 7467:1974Reviewed In : 2025 | Specification for bands, matrix, dental, No. 1 and 2 | Product Specification | Indigenous | 30-11-1974
591 | IS 7474:1986Reviewed In : 2022 | Specification for pliers, collar, dental (First Revision) | Product Specification | Indigenous | 31-08-1986
592 | IS 7475:1992Reviewed In : 2022 | Obstetric instruments - Clamp, vaginal, angled - Shape and dimensions (First Revision) | Product Specification | Indigenous | 30-04-1992
593 | IS 7476:1974Reviewed In : 2018 | Specification for nippers, cutting, dental | Product Specification | Indigenous | 30-11-1974
594 | IS 7480:1974Reviewed In : 2022 | Perforator, Simpson's Pattern | Product Specification | Indigenous | 30-11-1974
595 | IS 7484:1974Reviewed In : 2022 | Retractor, Vaginal, Purandare's Pattern | Product Specification | Indigenous | 30-11-1974
596 | IS 7501:1974Reviewed In : 2018 | Specification for speculum, rectal, kellys pattern | Product Specification | Indigenous | 31-12-1974
597 | IS 7502:1974Reviewed In : 2018 | Clamp, Intestine, Kocher's Pattern | Product Specification | Indigenous | 31-12-1974
598 | IS 7507:1974Reviewed In : 2018 | Specification for forceps, stone, bladder | Product Specification | Indigenous | 31-12-1974
599 | IS 7521:1974Reviewed In : 2018 | Dissector, Kocher's Pattern | Product Specification | Indigenous | 31-12-1974
600 | IS 7522:1975Reviewed In : 2018 | Retractor, Abdominal, Morris' Pattern | Product Specification | Indigenous | 31-01-1975
601 | IS 7531:1990Reviewed In : 2018 | Surgical instruments - Corrosion resistance of stainless steel surgical instruments - Methods of tests (First Revision) | Methods of tests | Indigenous | 31-05-1991
602 | IS 7561:1992Reviewed In : 2018 | Surgical instruments - Forceps, Gallstone, Desjardin's pattern - Shape and dimensions | Product Specification | Indigenous | 31-08-1992
603 | IS 7566:1992Reviewed In : 2018 | Surgical instruments - Forceps,spring clip compressing,Michel's pattern - Shape and dimensions | Product Specification | Indigenous | 31-12-1992
604 | IS 7579:1992Reviewed In : 2018 | Surgical instruments - Forceps,intestine holding, Denis Browne's pattern - Shape and dimensions | Product Specification | Indigenous | 30-11-1992
605 | IS 7596:1974Reviewed In : 2021 | Table, Operation, Orthopaedic, Albee's Type | Product Specification | Indigenous | 31-07-1975
606 | IS 7620 (Part 2):1986Reviewed In : 2019 | Specification for diagnostic medical X-ray equipment: Part 2 performance requirements (First Revision) | Product Specification | Indigenous | 31-01-1987
607 | IS 7620 (Part 3):1991Reviewed In : 2016 | Medical electrical equipment - Diagnostic X-ray equipmbnts: Part 3 radiation safety requirements | Product Specification | Indigenous | 31-12-1991
608 | IS 7625:1975Reviewed In : 2023 | Gag, Mouth, Doyen's Pattern | Product Specification | Indigenous | 30-04-1975
609 | IS 7628:1975Reviewed In : 2018 | Clamp, Stomach, Moynihan's Pattern | Product Specification | Indigenous | 30-04-1975
610 | IS 7629:1975Reviewed In : 2023 | Specification for bender, plate, orthopaedic | Product Specification | Indigenous | 30-04-1975
611 | IS 7650:1975Reviewed In : 2023 | Specification for drill, hand, bone, universal, micro and kirschner | Product Specification | Indigenous | 31-05-1975
612 | IS 7652:1988Reviewed In : 2021 | Specification for sphygmomanometer, aneroid type (First Revision) | Product Specification | Indigenous | 31-05-1988
613 | IS 7665:1975Reviewed In : 2018 | Clamp, Intestine, Crushing, Lever Action, Payr's Pattern | Product Specification | Indigenous | 31-05-1975
614 | IS 7676:1975Reviewed In : 2018 | Specification for chisel, osseous, dental | Product Specification | Indigenous | 31-05-1975
615 | IS 7677:1986Reviewed In : 2022 | Specification for exolevers, apical, dental | Product Specification | Indigenous | 30-11-1986
616 | IS 7710:2025 | ENT Surgery Instruments -Tonsil Snare- Eves Pattern - Specification (First Revision ) |  | Indigenous | 24-03-2025
617 | IS 7710:1975Reviewed In : 2023 | Specification for Snare Tonsil, Eveâ€™s Pattern | Product Specification | Indigenous | 31-05-1975
618 | IS 7712:2025 | ENT Surgery Instruments - Adenoid Curette - St. Clair Thomson's Pattern - Specification (First Revision) |  | Indigenous | 24-03-2025
619 | IS 7712:1975Reviewed In : 2023 | Specification for Curette, Adenoid, St. Clair Thomsonâ€™s Pattern | Product Specification | Indigenous | 31-05-1975
620 | IS 7713:2025 | ENT Surgery Instruments - Retractor - Weislander's Pattern - Specification (First Revision) |  | Indigenous | 24-03-2025
621 | IS 7713:1975Reviewed In : 2023 | Specification for Retractor, Light Model, Weislanderâ€™s Pattern | Product Specification | Indigenous | 31-05-1975
622 | IS 7725:1975Reviewed In : 2022 | Hook, IUCD, Shirodkar's Pattern | Product Specification | Indigenous | 31-07-1975
623 | IS 7734:1975Reviewed In : 2018 | Specification For Forceps, Eys, Peripheral Iridectomy, Traquair's Pattern | Product Specification | Indigenous | 31-07-1975
624 | IS 7735:1992Reviewed In : 2022 | Forceps, sponge holding - Shape and dimensions (First Revision) | Product Specification | Indigenous | 30-04-1992
625 | IS 7736:1975Reviewed In : 2022 | Specification for screw, myoma | Product Specification | Indigenous | 31-07-1975
626 | IS 7737:1975Reviewed In : 2022 | Specification for forceps, punch, cervical biopsy | Product Specification | Indigenous | 31-07-1975
627 | IS 7756:2025 | ENT Surgery Instruments - Tongue Depressor - Lack's Pattern - Specification (First Revision) |  | Indigenous | 24-03-2025
628 | IS 7756:1975Reviewed In : 2023 | Specification for Depressor, Tongue, Lackâ€™s Pattern | Product Specification | Indigenous | 31-07-1975
629 | IS 7758:1975Reviewed In : 2018 | Specification For Curette, Eye, Evacuation, Moorfield's Pattern | Product Specification | Indigenous | 31-08-1975
630 | IS 7762:1975Reviewed In : 2018 | Specification for hook, eyelid | Product Specification | Indigenous | -
631 | IS 7767:1975Reviewed In : 2018 | Specification For Spatula, Eye, Cyclodialysis, Sinclair's Pattern | Product Specification | Indigenous | 31-08-1975
632 | IS 7780:1975Reviewed In : 2018 | Specification for pliers, ligature forming, dental | Product Specification | Indigenous | 30-09-1975
633 | IS 7781:1975Reviewed In : 2018 | Specification for pliers, angle ribbon arch with groove, dental | Product Specification | Indigenous | 30-09-1976
634 | IS 7786:1975Reviewed In : 2018 | Specification For Retractor, Eyelid, Desmarre's Pattern | Product Specification | Indigenous | 30-09-1975
635 | IS 7817:1975Reviewed In : 2023 | Specification for impactor for hip prosthesis | Product Specification | Indigenous | 31-10-1975
636 | IS 7818:1975Reviewed In : 2023 | Specification for broach, moore type, for hip prosthesis | Product Specification | Indigenous | 31-10-1975
637 | IS 7819:2024 | Nylon-Headed Orthopaedic Mallet â€” Specification (First Revision) |  | Indigenous | 23-09-2024
638 | IS 7833:1975Reviewed In : 2022 | Specification for knives, Gingivectomy, Dental | Product Specification | Indigenous | 31-10-1975
639 | IS 7841:1975Reviewed In : 2023 | Specification for compression plate, muller type | Product Specification | Indigenous | 31-10-1975
640 | IS 7846:1975Reviewed In : 2023 | Specification for extractor for Hip Prosthesis | Product Specification | Indigenous | 31-10-1975
641 | IS 7853:1975Reviewed In : 2022 | Specification for surveyor, cast, dental | Product Specification | Indigenous | 31-01-1976
642 | IS 7858:1991Reviewed In : 2018 | Surgical microscope - Specification (First Revision) | Product Specification | Indigenous | 31-10-1991
643 | IS 7870:1992Reviewed In : 2018 | Surgical instruments - Needle,holder,Mayo-Hegar's and Crile-Wood's Patterns - Shape and dimensions | Product Specification | Indigenous | 31-10-1992
644 | IS 7885:1985Reviewed In : 2023 | Spray, Macintosh's Pattern | Product Specification | Indigenous | 30-06-1986
645 | IS 7892:1975Reviewed In : 2018 | Specification for Retractor, double and single, blunt hooks | Product Specification | Indigenous | 31-12-1975
646 | IS 7893:1992Reviewed In : 2018 | Surgical instruments - Forceps, towel, Backhaus's pattern - Shape. size and dimensions | Product Specification | Indigenous | 30-11-1992
647 | IS 7912:1975Reviewed In : 2018 | Scoop, Stanley Boyd's Pattern | Product Specification | Indigenous | 31-12-1975
648 | IS 7924:1976Reviewed In : 2022 | Specification for thigh blocks, wooden | Product Specification | Indigenous | 31-01-1976
649 | IS 7964:1992Reviewed In : 2022 | Obstetric instruments - Forceps, caesarean section, haemostasis, green - Armytage pattern - Shape and dimensions (First Revision) | Product Specification | Indigenous | 31-08-1992
650 | IS 7972:2024 | Thoracic Surgery Instruments â€” Dissecting Scissors â€” Specification (Second Revision) |  | Indigenous | 26-06-2024
651 | IS 7980:1976Reviewed In : 2018 | Specification for handle of skin grafting blade | Product Specification | Indigenous | 28-02-1976
652 | IS 7994:1976Reviewed In : 2018 | Needle Holder, Barron's Pattern | Product Specification | Indigenous | 28-02-1976
653 | IS 8021:2024 | Dental Sticky Wax (First Revision) |  | Indigenous | 16-08-2024
654 | IS 8031:1976Reviewed In : 2018 | Dissector, Watson Cheyne's Pattern | Product Specification | Indigenous | 30-04-1976
655 | IS 8040:1992Reviewed In : 2018 | Surgical instruments - Artery, forceps,Kocher's pattern - Shape and dimensions | Product Specification | Indigenous | 31-12-1992
656 | IS 8078:1976Reviewed In : 2021 | Specification for table, operation, paediatric | Product Specification | Indigenous | 31-08-1976
657 | IS 8079:1976Reviewed In : 2021 | Specification for table, operation, urological | Product Specification | Indigenous | 31-08-1976
658 | IS 8086:2024 | Rehabilitation Equipment â€” Wheelchairs, Folding, Junior Size â€” Specification (Second Revision) |  | Indigenous | 09-09-2024
659 | IS 8088:2019 | Tricycle, hand propelled ? specification (First Revision) | Product Specification | Indigenous | 31-03-2019
660 | IS 8088:2025 | Tricycle Hand Propelled - Specification (Second revision) |  | Indigenous | 30-07-2025
661 | IS 8093:2025 | ENT Surgery Instruments - Curette - Ballanceï¿½s Pattern - Specification (First Revision) |  | Indigenous | 26-03-2025
662 | IS 8093:1976Reviewed In : 2023 | Specification for Curette, Ballanceâ€™s Pattern | Product Specification | Indigenous | 31-05-1976
663 | IS 8094:2024 | Cawthornes Pattern Cerumen Hook Specification First Revision |  | Indigenous | 17-01-2024
664 | IS 8106:1976Reviewed In : 2013 | Specification For Needle Holder, Eye, Kalt's Pattern | Product Specification | Indigenous | 30-06-1976
665 | IS 8109:1976Reviewed In : 2013 | Specification For Needle Holder, Eye, Castroviejo's Pattern | Product Specification | Indigenous | 30-06-1976
666 | IS 8128:2024 | Farabeuf's Pattern Elevator Specification (First Revision) |  | Indigenous | 17-01-2024
667 | IS 8129:2024 | Forceps - Tonsil Artery, Curved (Scotts Pattern) - Specification (First Revision) |  | Indigenous | 17-01-2024
668 | IS 8136:2024 | Dundas Grant's Pattern Seeker Specification (First Revision) |  | Indigenous | 17-01-2024
669 | IS 8157:2024 | Heath's Pattern Granulation Forceps Specification (First Revision) |  | Indigenous | 17-01-2024
670 | IS 8174:2025 | Neurosurgical Instruments- Forceps Artery Dandys Pattern-Shape and Dimensions ( Second Revision ) |  | Indigenous | 21-01-2025
671 | IS 8175:2025 | Neurosurgical Instruments -Forceps Artery Straight and Curved on Flat Hugh Cairns Pattern - Shape and Dimensions ( Second Revision ) |  | Indigenous | 29-01-2025
672 | IS 8176:2023 | Dissectors - Penfield's Pattern (First Revision) |  | Indigenous | 01-11-2023
673 | IS 8181:1976Reviewed In : 2013 | Specification for repositor, Iris | Product Specification | Indigenous | 30-09-1976
674 | IS 8199:1976Reviewed In : 2018 | Specification for Tracheostomy Tubes, Fuller's Pattern | Product Specification | Indigenous | 31-05-1976
675 | IS 8253:1976Reviewed In : 2018 | Lever, Bone, Bristow's Pattern | Product Specification | Indigenous | 30-11-1976
676 | IS 8254 (Part 1):2024 | Valve, Non-Rebreathing ï¿½ Specification Part 1 Rubenï¿½s Pattern (First Revision) |  | Indigenous | 16-08-2024
677 | IS 8254 (Part 2):2024 | Valve, Non-Rebreathing - Specification Part 2 Ambu-Hesse's Pattern ( First Revision ) |  | Indigenous | 19-11-2024
678 | IS 8284:1976Reviewed In : 2022 | Pusher, Band, Dental, Mershon's Pattern | Product Specification | Indigenous | 31-12-1976
679 | IS 8287:1986Reviewed In : 2022 | Specification for pliers, band stretching and contouring, parrot beak, dental (First Revision) | Product Specification | Indigenous | 31-08-1986
680 | IS 8312:1977Reviewed In : 2024 | Forceps, Introducing, Endotracheal Tube, Magill's Pattern | Product Specification | Indigenous | 31-01-1977
681 | IS 8313:1977Reviewed In : 2022 | Specification for cannula, flexible, karman type | Product Specification | Indigenous | 31-01-1977
682 | IS 8315:2025 | ENT Surgery Instruments - Redressing Forceps - Aschï¿½s Pattern - Specification (First Revision) |  | Indigenous | 24-03-2025
683 | IS 8315:1977Reviewed In : 2023 | Specification For Forceps, Redressing, Aschâ€™s Pattern | Product Specification | Indigenous | 31-01-1977
684 | IS 8316:1977Reviewed In : 2021 | Retractor, Hajek's Pattern | Product Specification | Indigenous | 31-01-1977
685 | IS 8317:1991Reviewed In : 2022 | Cardiovascular surgery instruments - Clamps, vascular, angled at 45 - Shape and dimensions (First Revision) | Product Specification | Indigenous | 31-03-1991
686 | IS 8327:1977Reviewed In : 2021 | Forceps, Nodule, Vocal, Chevalier Jackson's Pattern | Product Specification | Indigenous | 28-02-1977
687 | IS 8332:2024 | Gigli Saw Handle â€” Specification (First Revision) |  | Indigenous | 23-09-2024
688 | IS 8334:2025 | Rongeur, Cranial, Dahlgren's Pattern - Specification ( First Revision ) |  | Indigenous | 29-01-2025
689 | IS 8335:1991Reviewed In : 2022 | Cardiovascular Surgery Instruments - Clamps, Auricle, Satinsky Pattern - Sizes, Shape and Dimensions | Product Specification | Indigenous | -
690 | IS 8340:1977Reviewed In : 2018 | Needle, Aneurism, Syme's Pattern | Product Specification | Indigenous | 28-02-1977
691 | IS 8341:1977Reviewed In : 2018 | Retractor, Goitre, Joll's Pattern | Product Specification | Indigenous | 28-02-1977
692 | IS 8343:1977Reviewed In : 2021 | Forceps, Biopsy, Peterson's Pattern | Product Specification | Indigenous | -
693 | IS 8345:1994Reviewed In : 2022 | Cardiovascular surgery instruments - Clamps, bulldog, cross action type - Specification (First Revision) | Product Specification | Indigenous | 28-02-1994
694 | IS 8346:2018ISO 7493 : 2006 | Dentistry — Operator’s Stool ( Second Revision ) | Product Specification | Identical under dual numbering | 31-12-2018
695 | IS 8372:1977Reviewed In : 2018 | Retractor, Alae, Kilner's Pattern | Product Specification | Indigenous | 28-02-1977
696 | IS 8377:1977Reviewed In : 2018 | Bougie, Lister's and Clutton's Patterns | Product Specification | Indigenous | 28-02-1977
697 | IS 8380:2023 | Double Action Rongeur - Olivecrona's Pattern (First Revision) |  | Indigenous | 26-09-2023
698 | IS 8424:1977Reviewed In : 2018 | Specification for Gag, Mouth, Lane’s Pattern | Product Specification | Indigenous | 30-04-1977
699 | IS 8459:1977Reviewed In : 2022 | Specification for menstrual regulation syringe | Product Specification | Indigenous | 31-05-1977
700 | IS 8492:1985Reviewed In : 2022 | Specification for ankle blocks, wooden (First Revision) | Product Specification | Indigenous | -
701 | IS 8501:1977Reviewed In : 2022 | Specification for anaerobic jar | Product Specification | Indigenous | 30-06-1977
702 | IS 8511:1985Reviewed In : 2021 | Specification for valves for suction socket for artificial limbs (First Revision) | Product Specification | Indigenous | 31-07-1985
703 | IS 8528:1988Reviewed In : 2025 | Specification for pliers, anterior band forming, double beak, dental (First Revision) | Product Specification | Indigenous | 31-10-1988
704 | IS 8529:1989Reviewed In : 2025 | Dentalinstruments - Pliers,posterior band forming,double beak specification (First Revision) | Product Specification | Indigenous | 30-11-1989
705 | IS 8549:2024 | Thoracic Surgery Instruments - Angled Scissors - Specification (Second Revision) |  | Indigenous | 03-07-2024
706 | IS 8583:1991Reviewed In : 2018 | Surgical instruments - Gall duct dilators, Bake's pattern | Product Specification | Indigenous | 30-04-1991
707 | IS 8584:1992Reviewed In : 2018 | Surgical instruments - Peritonium, forceps, Babcock's pattern - Shapes, sizes and dimensions | Product Specification | Indigenous | 31-12-1992
708 | IS 8585:1977Reviewed In : 2016 | Specification for bougie, oesophageal | Product Specification | Indigenous | 30-09-1977
709 | IS 8586:1977Reviewed In : 2016 | Suction Tube, Poole's Pattern | Product Specification | Indigenous | 30-09-1977
710 | IS 8608:1977Reviewed In : 2023 | Specification for countersinks, pilot type, for orthopaedic use | Product Specification | Indigenous | 30-11-1977
711 | IS 8641:2015ISO 5833 : 2002 Reviewed In : 2025 | Implants for surgery - Acrylic resin cements (Third Revision) | Product Specification | Indigenous | 31-12-2015
712 | IS 8695:2025 | Forceps, Dressing, Bayonet Shape, Gushing's Pattern - Specification (first revision) |  | Indigenous | 21-01-2025
713 | IS 8696:2025 | Guide, Saw, De Martel's Pattern - Specification (First Revision) |  | Indigenous | 21-01-2025
714 | IS 8734:1978Reviewed In : 2021 | Forceps, Cutting and Removing Large Specimens, Chevalier Jackson's Pattern | Product Specification | Indigenous | 31-01-1978
715 | IS 8735:1978Reviewed In : 2021 | Tube, Suction, Yankauer's Pattern | Product Specification | Indigenous | 31-01-1978
716 | IS 8743:1994Reviewed In : 2021 | ENT surgery instruments - Forceps, direct bronchoscopy, with alligator jaws and tenaculum points, Irwin Moore's pattern | Product Specification | Indigenous | 31-03-1994
717 | IS 8755:1977Reviewed In : 2023 | Method for testing biological compatibility of metals for surgical implants | Methods of tests | Indigenous | 30-11-1977
718 | IS 8771:1985Reviewed In : 2017 | Specification For Needle Holder, Eye, Scissors And Forceps Combined, Castroviejo's Pattern (Modified) (First Revision) | Product Specification | Indigenous | 30-04-1986
719 | IS 8772:1985Reviewed In : 2017 | Specification For Needle Holder, Eye, Barraquer's Pattern (Modified) (First Revision) | Product Specification | Indigenous | 30-04-1986
720 | IS 8773:1985Reviewed In : 2017 | Specification For Dissector, Lacrimal Sac, Lang's Pattern (Modified) (First Revision) | Product Specification | Indigenous | 30-04-1986
721 | IS 8798:1978Reviewed In : 2022 | Specification for wheel, multipurpose | Product Specification | Indigenous | 31-08-1978
722 | IS 8799:2023 | Kerrison Rongeur (First Revision) |  | Indigenous | 26-09-2023
723 | IS 8810:1985Reviewed In : 2017 | Specification For Rougine For Lacrimal Sac, Rollet's Pattern (Modified) (First Revision) | Product Specification | Indigenous | 30-04-1986
724 | IS 8815:2019ISO 3950 : 2016 | Dentistry - Designation system for teeth and areas of the oral cavity (Second Revision) | Code of Practice | Identical under dual numbering | 30-04-2019
725 | IS 8825:2025 | ENT Surgery Instruments - Suction Irrigation Cannula - Specification (First Revision) |  | Indigenous | 29-04-2025
726 | IS 8825:1978Reviewed In : 2021 | Specification for cannula, suction irrigation with locking device, microlaryngeal | Product Specification | Indigenous | 30-06-1978
727 | IS 8837:2025 | ENT Surgery Instruments - Suction Tube with Stylet - Specification (First Revision) |  | Indigenous | 29-04-2025
728 | IS 8837:1978Reviewed In : 2021 | Specification for suction tubes with stylet microlaryngeal surgery | Product Specification | Indigenous | 30-06-1978
729 | IS 8838:1978Reviewed In : 2021 | Specification for forceps, cup, straight, microlaryngeal surgery | Product Specification | Indigenous | 30-06-1978
730 | IS 8839:1978Reviewed In : 2021 | Specification for forceps,cup upwards, microlaryngeal surgery | Product Specification | Indigenous | 30-06-1978
731 | IS 8840:1978Reviewed In : 2021 | Specification for scissors, microlaryngeal surgery | Product Specification | Indigenous | 30-06-1978
732 | IS 8850:1978Reviewed In : 2022 | Guide for use of dental materials | Code of Practice | Indigenous | 30-11-1978
733 | IS 8853:1978Reviewed In : 2016 | Specification for retractor, cheek | Product Specification | Indigenous | 30-06-1978
734 | IS 8854:1978Reviewed In : 2016 | Retractor, Czerny's Pattern | Product Specification | Indigenous | 30-06-1978
735 | IS 8855:1978Reviewed In : 2016 | Retractor, Langenbeck's Pattern | Product Specification | Indigenous | -
736 | IS 8864:1978Reviewed In : 2022 | Specification for autopolymerizing (Acrylic) resins for dental use | Product Specification | Indigenous | 31-10-1978
737 | IS 8889:1992Reviewed In : 2018 | Surgical Instruments - Forceps, Stone, Kidney, Randall's Pattern - Shapes and Dimensions | Product Specification | Indigenous | 31-12-1992
738 | IS 8890:1991Reviewed In : 2022 | Thoracic surgery instruments - Clamps,bronchus - Types, shapes and dimensions (First Revision) | Product Specification | Indigenous | 31-01-1991
739 | IS 8922:1978Reviewed In : 2022 | Specification for depth gauge for orthopaedic use | Product Specification | Indigenous | 30-09-1978
740 | IS 8926:2023 | Bone Skid, Murphy Lane's Pattern - Specification (First Revision) |  | Indigenous | 01-11-2023
741 | IS 8948:1989Reviewed In : 2025 | Dental instruments - Pliers, ligature tying - Specification (First Revision) | Product Specification | Indigenous | 30-09-1989
742 | IS 8949:1989Reviewed In : 2025 | Dental Instruments - Pliers, Curved, Howe's Pattern | Product Specification | Indigenous | 30-11-1989
743 | IS 8965:1978Reviewed In : 2016 | Retractor, Deaver's Pattern | Product Specification | Indigenous | 31-10-1978
744 | IS 9003:2024 | Acrylizer (Curing Unit) â€” Specification (First Revision) |  | Indigenous | 29-08-2024
745 | IS 9041:2023 | Neurosurgery - Periosteal Elevator ( First Revision ) |  | Indigenous | 26-09-2023
746 | IS 9058:2024 | Zoellner's Pattern Upward Cutting Knife Specification - (First Revision) |  | Indigenous | 17-01-2024
747 | IS 9059:2024 | Zoellner's Pattern Downward Cutting Knife Specification (First Revision) |  | Indigenous | 17-01-2024
748 | IS 9061:1989Reviewed In : 2018 | Eye Surgery Instruments - Dilators, Punctum, Wilder's Pattern (Modified) - Specification (First Revision) | Product Specification | Indigenous | 31-12-1989
749 | IS 9062:1987Reviewed In : 2018 | Specification For Probes, Lacrimal, Bowman's Pattern (Modified) (First Revision) | Product Specification | Indigenous | -
750 | IS 9072:2023 | Pituitary Rongeur (First Revision) |  | Indigenous | 26-09-2023
751 | IS 9073:2023 | Neuro-suction Tubes (First Revision) |  | Indigenous | 06-12-2023
752 | IS 9074:2023 | Raney Clips and Applicators (First Revision) |  | Indigenous | 26-09-2023
753 | IS 9132:1979Reviewed In : 2021 | Specification for table, operation, folding type | Product Specification | Indigenous | 30-04-1980
754 | IS 9133:1979Reviewed In : 2021 | Specification for trolley for general medical store | Product Specification | Indigenous | 30-04-1979
755 | IS 9134:1987Reviewed In : 2018 | Specification For Trephine, Corneal, Castroviejo's Pattern (Modified) (First Revision) | Product Specification | Indigenous | -
756 | IS 9144:1979Reviewed In : 2016 | Specifications for Director and Guide, Cairn’s Pattern | Product Specification | Indigenous | 31-05-1979
757 | IS 9145:1979Reviewed In : 2016 | Dilator, Rectal, Hegar's Pattern | Product Specification | Indigenous | 31-05-1979
758 | IS 9146:1979Reviewed In : 2016 | Scissors, Dissecting, Straight and Curved on Flat, Mayo's Pattern | Product Specification | Indigenous | 31-05-1979
759 | IS 9149:1979Reviewed In : 2016 | Specification for probe with eye | Product Specification | Indigenous | 31-05-1979
760 | IS 9150:1979Reviewed In : 2016 | Specification for cylinder, dermabraison plastic surgery | Product Specification | Indigenous | 31-05-1979
761 | IS 9165 (Part 1):1992Reviewed In : 2018 | Surgical instruments - Needles, suture: Part 1 specification (First Revision) | Product Specification | Indigenous | 31-08-1992
762 | IS 9165 (Part 2):1992Reviewed In : 2018 | Surgical instruments - Needles, suture: Part 2 eyed needles - Sizes, shapes and dimensions | Product Specification | Indigenous | 31-10-1992
763 | IS 9183:1979Reviewed In : 2018 | Suction Tube, Magill's Pattern | Product Specification | Indigenous | 30-06-1979
764 | IS 9184:1979Reviewed In : 2016 | Specification for forceps, disimpaction, maxillary, for plastic surgery | Product Specification | Indigenous | 30-06-1979
765 | IS 9265:2023 | Clamp, Compression, Muller's Pattern - Specification (First Revision) |  | Indigenous | 01-11-2023
766 | IS 9329:1987Reviewed In : 2018 | Specification For Speculum, Eye, Clark's Pattern (Modified) (First Revision) | Product Specification | Indigenous | 31-01-1987
767 | IS 9378:1987Reviewed In : 2018 | Specification For Speculum, Eye, Castroviejo's Pattern (Modified) (First Revision) | Product Specification | Indigenous | 31-01-1987
768 | IS 9408:2024 | Self-Retaining Retractor for Neurosurgery (second revision) |  | Indigenous | 18-07-2024
769 | IS 9430:1980Reviewed In : 2022 | Specification for tube, haemometer | Product Specification | Indigenous | 31-07-1980
770 | IS 9462:1980Reviewed In : 2023 | Specification for humidifier, nebulizing, ventury type | Product Specification | Indigenous | 31-03-1980
771 | IS 9471 (Part 1):1980Reviewed In : 2022 | Specification for modular lower limb orthotic components: Part 1 stirrups | Product Specification | Indigenous | 28-02-1980
772 | IS 9471 (Part 2):1980Reviewed In : 2022 | Specification for modular lower limb orthotic components: Part 2 stirrups, split | Product Specification | Indigenous | -
773 | IS 9471 (Part 3):2024 | Modular Lower Limb Orthotic Components â€” Specification Part 3 Stirrup Plates (First Revision) |  | Indigenous | 09-09-2024
774 | IS 9471 (Part 4):2024 | Modular Lower Limb Orthotic Components â€” Specification Part 4 Joint Unit, Ankle (First Revision) |  | Indigenous | 09-09-2024
775 | IS 9471 (Part 5):1980Reviewed In : 2022 | Specification for modular lower limb orthotic components: Part 5 joint unit, knee | Product Specification | Indigenous | 31-10-1980
776 | IS 9471 (Part 6):2024 | Modular Lower Limb Orthotic Components â€” Specification Part 6 Orthotic Hip Joint (Joint Unit, Hip Drop Lock) (First Revision) |  | Indigenous | 10-09-2024
777 | IS 9471 (Part 7):2024 | Modular Lower Limb Orthotic Components â€” Specification Part 7 Orthotic Joint Bars, Ankle and Knee (Upper and Lower) (First Revision) |  | Indigenous | 09-09-2024
778 | IS 9479:2024 | Shea's Pattern 25, 45, and 90 Angle Fenestra Hook for Ear Surgery - Specification (First Revision) |  | Indigenous | 17-01-2024
779 | IS 9480:2024 | Shea's Pattern Left and Right Elevators For Ear Surgery - Specification (First Revision) |  | Indigenous | 17-01-2024
780 | IS 9526:2024 | Crocodile Jaw Stapedectomy Scissors - Specification (First Revision) |  | Indigenous | 17-01-2024
781 | IS 9544:2024 | Round Cup, Elongated Cup and Oval Cup Jaws Stapedectomy Forceps - Specification (First Revision) |  | Indigenous | 17-01-2024
782 | IS 9558:1980Reviewed In : 2023 | Specification for gauge, depth, ptfe (Teflon) piston | Product Specification | Indigenous | 31-07-1980
783 | IS 9564:2024 | Serrated, Smooth and Mc Gee Wire Closing Jaws Stapedectomy Forceps - Specification (First Revision) |  | Indigenous | 24-01-2024
784 | IS 9626:2024 | Ophthalmic Instruments Castroviejo Caliper - Specification Second Revision |  | Indigenous | 17-01-2024
785 | IS 9649:1980Reviewed In : 2018 | Specification for introducer, catheter, urethral | Product Specification | Indigenous | 30-11-1980
786 | IS 9650:1980Reviewed In : 2018 | Hook, Joseph's Pattern | Product Specification | Indigenous | 30-11-1980
787 | IS 9651:1980Reviewed In : 2018 | Clamp, Intestine Holding, Schoemaker's Pattern | Product Specification | Indigenous | 30-11-1980
788 | IS 9688:1992Reviewed In : 2018 | Eye surgery instruments - Hooks, strabismus - Specification ( first revision) | Product Specification | Indigenous | 31-08-1992
789 | IS 9689:1980Reviewed In : 2018 | Specification for microtome knives | Product Specification | Indigenous | 31-12-1980
790 | IS 9699:1981Reviewed In : 2018 | Specification for chisel, dental, large | Product Specification | Indigenous | 31-01-1981
791 | IS 9717:1980Reviewed In : 2018 | Specification for trays, impression, dental | Product Specification | Indigenous | 30-11-1980
792 | IS 9718:2025 | PTFE Piston Cutting Jig ï¿½ Specification (First Revision) |  | Indigenous | 24-03-2025
793 | IS 9718:1981Reviewed In : 2023 | Specification for jig, cutting, ptfe piston | Product Specification | Indigenous | 31-01-1981
794 | IS 9756:1981Reviewed In : 2022 | Specification for cups, vacuum extraction | Product Specification | Indigenous | 31-03-1981
795 | IS 9774:1981Reviewed In : 2018 | Specification for pliers, bracket opening, dental | Product Specification | Indigenous | 28-02-1981
796 | IS 9797:1981Reviewed In : 2022 | Specification for cycle, fret - Saw | Product Specification | Indigenous | 31-03-1981
797 | IS 9829 (Part 1):1996ISO 5835Reviewed In : 2022 | Implants for surgery - Metal bone screws Part 1 with hexagonal drive connection, spherical under surface of head, asymmetrical thread - Dimensions (First Revision) | Product Specification | Identical under dual numbering | 30-06-1996
798 | IS 9829 (Part 2):1996ISO 9268Reviewed In : 2022 | Implants for surgery - Metal bone screws Part 2 with conical under - Surface of head - Dimensions (First Revision) | Product Specification | Identical under dual numbering | 30-06-1996
799 | IS 9903:2023 | Skull Brace (First Revision) |  | Indigenous | 26-09-2023
800 | IS 9904:2023 | Dural Hooks (First Revision) |  | Indigenous | 26-09-2023
801 | IS 9911:2025 | Brain Cannula - Specification (First Revision) |  | Indigenous | 21-01-2025
802 | IS 9914:2023 | Ice Tong Calipers - Cone's Pattern (First Revision) |  | Indigenous | 06-12-2023
803 | IS 9928:1981Reviewed In : 2022 | Clamp, Aortic, DeBakey's Pattern (Spoon Shaped angled Jaw) | Product Specification | Indigenous | 30-11-1981
804 | IS 9933:2023 | Brain Retractors (First Revision) |  | Indigenous | 26-09-2023
805 | IS 9950:2024 | Thoracic Surgery Instruments â€” Vascular Clamp â€” Specification (First Revision) |  | Indigenous | 03-07-2024
806 | IS 9951:2024 | Thoracic Surgery Instruments â€” Blunt End Scissors â€” Specification (First Revision) |  | Indigenous | 03-07-2024
807 | IS 9983:1981Reviewed In : 2018 | Specification for wire vectis and lens expressor, eye | Product Specification | Indigenous | 30-11-1981
808 | IS 9984:2024 | Ophthalmic Instruments Air Injection Cannula - Specification First Revision |  | Indigenous | 24-01-2024
809 | IS 9987:2024 | Thoracic Surgery Instruments â€”Multipurpose Clamps â€” Specification (First Revision) |  | Indigenous | 03-07-2024
810 | IS/ISO 15189:2022ISO 15189 : 2022 | Medical Laboratories Requirements for Quality and Competence Third Revision |  | Identical under single numbering | 29-03-2023
811 | IS/ISO 4090:2001Reviewed In : 2023 | Photography - Medical radiographic cassettes/screens/films and hard - Copy imaging films - Dimensions and specifications | Product Specification | Indigenous | 31-07-2008
812 | IS 12270:1988Reviewed In : 2020 | Cannula, Spackmann's Pattern | Product Specification | Indigenous | 31-01-1988
813 | IS 13450 (Part 2/Sec 1):2018IEC 60601-2-1 :2009 Reviewed In : 2023 | Medical Electrical Equipment Part 2 Particular Requirements for the Basic Safety and Essential Performance Section 1 Electron accelerators in the range 1 MeV to 50 MeV (First Revision) | Safety Standard | Identical under dual numbering | -
814 | IS 13450 (Part 2/Sec 11):2018IEC 60601-2-11 : 2013 Reviewed In : 2023 | Medical electrical equipment: Part 2 particular requirements for the basic safety and essential performance: Sec 11 gamma beam therapy equipment (First Revision) | Product Specification | Identical under dual numbering | 31-08-2018
815 | IS 13450 (Part 2/Sec 44):2016IEC 60601-2-44 : 2009 Reviewed In : 2021 | Medical electrical equipment: Part 2 particular requirements for the basic safety and essential performance: Sec 44 X-ray equipment for computed tomography (First Revision) | Safety Standard | Identical under dual numbering | 31-05-2016
816 | IS 10121 (Part 2):1982Reviewed In : 2021 | Specification for metal bone screws - Mechanical requirements and methods of test Part 2 screws with asymmetrical thread, constant fitting (Spherical), stainless steel | Methods of tests | Indigenous | 28-02-1982
817 | IS 10235 (Part 1):1982Reviewed In : 2021 | Glossary of terms Part 1 general medical terms for surgical implants | Terminology | Indigenous | 30-04-1983
818 | IS 15784:2007Reviewed In : 2022 | Healthcare facilities - Particular requirements | System Standard | Indigenous | 30-09-2007
819 | IS 3890 (Part 2):1967Reviewed In : 2018 | Specification for instruments, plastic filling, dental: Part ii designation numbers 12, 20, 21, 46, 47, 153 and 183 | Product Specification | Indigenous | 31-01-1968
820 | IS 7981 (Part 1):1976Reviewed In : 2022 | Instruments, Tuboplasty - Part I : Occluder, Cervical, Shirodkar's Pattern | Product Specification | Indigenous | 28-02-1976
821 | IS 7981 (Part 2):1976Reviewed In : 2022 | Specification For Instruments. Tuboplasty - Part II : Cannula, Shirodkar's Pattern | Product Specification | Indigenous | 28-02-1976
822 | IS 7981 (Part 3):1976Reviewed In : 2022 | Instruments, Tuboplasty - Part III : Guide, Shirodkar's Pattern | Product Specification | Indigenous | 31-03-1976
823 | IS 7981 (Part 4):1976Reviewed In : 2022 | Instruments, Tuboplasty - Part IV : Probe, Single Ended, Shirodkar's Pattern | Product Specification | Indigenous | 31-03-1976
824 | IS 7981 (Part 5):1976Reviewed In : 2022 | Instruments, Tuboplasty - Part V : Probe, Double-Ended, Shirodkar's Pattern | Product Specification | Indigenous | 30-04-1976
825 | IS 8261 (Part 1):1976Reviewed In : 2023 | Specification for pins and wires, skeletal, traction Part 1 kirschner wires | Product Specification | Indigenous | -
826 | IS 8261 (Part 2):1976Reviewed In : 2023 | Specification for pins and wires, skeletal, traction Part 2 guide wires | Product Specification | Indigenous | 31-12-1976
827 | IS 8261 (Part 3):1976Reviewed In : 2023 | Specification for pins and wires, skeletal, traction Part 3 pins and wires, fixation and threaded | Product Specification | Indigenous | 31-12-1976
828 | IS 9410 (Part 1):2023 | Silver Clip Sets Part 1 Clip Cutting and Forming Forceps (First Revision) |  | Indigenous | 26-09-2023
829 | IS 9410 (Part 2):2023 | Silver Clip Sets Part 2 Clip Applying Forceps (First Revision) |  | Indigenous | 26-09-2023
830 | IS 9410 (Part 3):2023 | Silver Clip Sets Part 3 Clip Racks (First Revision) |  | Indigenous | 26-09-2023
831 | IS/ISO 4074:2015Reviewed In : 2023 | Natural rubber latex male condoms - Requirements and test methods (First Revision) | Product Specification | Identical under single numbering | 31-05-2018
832 | IS/ISO 9917-1:2007ISO 9917-1 : 2007 Reviewed In : 2018 | Dentistry — Water-Based Cements Part 1 Powder/Liquid Acid-Base Cements ( First Revision ) | Product Specification | Identical under dual numbering | 28-02-2020
833 | IS/ISO 9917-2:2017ISO 9917-2 : 2017 Reviewed In : 2022 | Dentistry - Water - Based cement: Part 2 resin - Modified cements (First Revision) | Product Specification | Identical under single numbering | 30-06-2019
834 | IS 13450 (Part 2/Sec 4):2018IEC 60601-2-4 : 2010 Reviewed In : 2023 | Medical electrical equipment: Part 2 particular requirements for the basic safety and essential performance: Sec 4 cardiac defibrillators (First Revision) | Product Specification | Identical under dual numbering | 31-08-2018
835 | IS/ISO 16037:2002Reviewed In : 2025 | Rubber condoms for clinical trials - Measurement of physical properties | Methods of tests | Identical under single numbering | 31-05-2009
836 | IS 18466 (Part 1):2024ISO 7396-1:2016 | Medical Gas Pipeline Systems Part 1: Pipeline Systems for Compressed Medical Gases and Vacuum (First Revision) |  | Identical under dual numbering | 18-07-2024
837 | IS/ISO 7396-2:2007Reviewed In : 2025 | Medcal gas pipelines systems: Part 2 gas scavenging disposal systems | Code of Practice | Indigenous | 30-06-2009
838 | IS/ISO 8009:2014ISO 8009 : 2014 Reviewed In : 2023 | Mechanical contraceptives - Reusable natural and silicone rubber contraceptive diaphragms - Requirements and tests (First Revision) | Product Specification | Identical under single numbering | 31-05-2018
839 | IS/IEC 61262-2:1994Reviewed In : 2025 | Medical electrical equipment characteristics of electro - Optical X-ray image intensifiers: Part 2 determination of the conversion factor | Methods of tests | Identical under single numbering | 31-12-2009
840 | IS/ISO 10555-3:2013ISO 10555-3 : 2013 | Intravascular catheters - Sterile and single - Use catheters: Part 3 central venous catheters (First Revision) | Product Specification | Identical under single numbering | -
841 | IS 8462:1977Reviewed In : 2021 | Specification for sterilizer, portable, vertical, pressure type | Product Specification | Indigenous | 30-06-1977
842 | IS/ISO 13485:2016 Reviewed In : 2026 | Medical Devices — Quality Management Systems — Requirements for Regulatory Purposes ( First Revision ) | System Standard | Identical under single numbering | 31-08-2017
843 | IS/ISO 15001:2010 Reviewed In : 2023 | Anaesthetic and respiratory equipment - Compatibility with oxygen (First Revision) | Methods of tests | Identical under single numbering | 30-09-2018
844 | IS/ISO 7197:2006Reviewed In : 2024 | Neurosurgical implants - Sterile, singleuse hydrocephalus shunts and components | Product Specification | Indigenous | 31-01-2010
845 | IS/ISO 15223-1:2016ISO 15223-1 : 2016 | Medical Devices — Symbols to be Used with Medical Device Labels, Labelling and Information to be Supplied Part 1 General Requirements ( Second Revision ) | Code of Practice | Identical under single numbering | 31-12-2019
846 | IS 10258 (Part 3):2021ISO 7886-3:2020 | Sterile hypodermic syringes for single use Part 3 Auto-disabled syringes for fixed-dose immunization First Revision | Product Specification | Identical under dual numbering | 30-11-2021
847 | IS/IEC 61262-1:1994Reviewed In : 2020 | Medical Electrical Equipment - Characteristics of Electro-Optical X-Ray Image Intensifiers | Methods of tests | Identical under single numbering | 28-02-2010
848 | IS/ISO 15197:2013ISO 15197 : 2013 Reviewed In : 2020 | In vitro Diagnostic Test Systems - Requirements for Blood-Glucose Monitoring System for Self-Testing in Managing Diabetes Mellitus (First Revision) | Methods of tests | Identical under single numbering | 31-08-2014
849 | IS 15902:2011Reviewed In : 2025 | Guidelines For Nursing Home | Code of Practice | Indigenous | -
850 | IS 15903:2010Reviewed In : 2025 | Guidelines For Maternity Nursing Home | Code of Practice | Indigenous | -
851 | IS 15904:2011Reviewed In : 2025 | Guidelines For Single Doctor Clinic--Including Dental Clinic | Code of Practice | Indigenous | -
852 | IS/IEC 60336:2005Reviewed In : 2020 | Medical electrical equipment - X-ray tube assemblies for medical diagnosis - Characteristics of focal spots | Methods of tests | Identical under single numbering | 31-10-2010
853 | IS 13450 (Part 2/Sec 5):2018IEC 60601-2-5 : 2009 Reviewed In : 2023 | Medical electrical equipment: Part 2 particular requirements for the basic safety and essential performance: Sec 5 ultrasonic physiotherapy equipment (First Revision) | Product Specification | Identical under dual numbering | 31-08-2018
854 | IS/ISO 10555-5:2013 | Intravascular catheters - Sterile and single - Use catheters: Part 5 over - Needle peripheral catheters (First Revision) | Product Specification | Identical under single numbering | 31-03-2019
855 | IS/ISO 11979-4:2008Reviewed In : 2024 | Ophthalmic implants - Intraocular lenses: Part 4 labelling and information | Code of Practice | Identical under single numbering | 30-06-2011
856 | IS/ISO 11979-8:2018ISO 11979-8:2017 | Ophthalmic implants Intraocular lenses Part 8 Fundamental requirements First Revision | Product Specification | Identical under single numbering | 31-07-2021
857 | IS 13450 (Part 2/Sec 24):2019IEC 60601-2-24 ; 2012 | Medical electrical equipment: Part 2 particular requirements for the basic safety and essential performance: Sec 24 infusion pumps and controllers (First Revision) | Product Specification | Identical under dual numbering | 30-04-2019
858 | IS 12304:1987Reviewed In : 2023 | Specification for Plastic Cervical Collar | Product Specification | Indigenous | 30-09-1987
859 | IS H12304:1987Reviewed In : 2023 | Plastic Cervical Collar(HINDI) | Product Specification |  | 30-09-1987
860 | IS/ISO 7998:2005ISO 7998 : 2005Reviewed In : 2024 | Ophthalmic optics - Spectacle frames - Lists of equivalent terms and vocabulary | Terminology | Identical under single numbering | 31-08-2011
861 | IS B14316:1995Reviewed In : 2025 | Swabs, Small, in Bag of 50 (Bi-lingual) | Product Specification |  | 31-12-2011
862 | IS/IEC/TR 60788:2004IEC/TR 60788:2004Reviewed In : 2020 | Medical electrical equipment - Glossary of defined terms | Terminology | Identical under single numbering | 30-04-2010
863 | IS/ISO 11979-6:2014ISO 11979-6 : 2014 Reviewed In : 2024 | Ophthalmic implants - Intraocular lenses: Part 6 shelf - Life and transport stability testing | Methods of tests | Identical under dual numbering | 30-06-2018
864 | IS/ISO 11979-5:2018ISO 11979-7:2018 | Ophthalmic implants - Intraocular lenses Part 7: Clinical investigations of intraocular lenses for the correction of aphakia - (First Revision) | Others | Identical under single numbering | 28-02-2021
865 | IS/ISO 11979-7:2024ISO 11979-7:2024 | Ophthalmic implants Intraocular lenses Part 7 Clinical investigations of intraocular lenses for the correction of aphakia (second revision) |  | Identical under single numbering | 29-04-2025
866 | IS/ISO 6873:2013ISO 6873 : 2013 Reviewed In : 2024 | Dentistry - Gypsum products (First Revision) | Product Specification | Identical under single numbering | 30-04-2019
867 | IS/ISO 2157:2016ISO 2157 : 2016 Reviewed In : 2024 | Dentistry - Nominal diameters and designation code numbers for rotary instruments (First Revision) | Code of Practice | Identical under single numbering | 30-04-2019
868 | IS/IEC 61262-3:1994IEC 61262_3 : 1994Reviewed In : 2021 | Medical electrical equipment - Characteristics of Electro - Optical X-ray image intensifiers: Part 3 determination of the luminance distribution and luminance non - Uniformity | Methods of tests | Identical under single numbering | 28-02-2012
869 | IS/ISO 6876:2012ISO 6876 : 2001 Reviewed In : 2024 | Dentistry - Root canal sealing materials (First Revision) | Product Specification | Identical under single numbering | 30-04-2019
870 | IS 13450 (Part 1/Sec 2):2024 | Medical electrical equipment : Part 1 General requirements for basic safety and essential performance, Section 2 Electromagnetic disturbances Requirements and tests (Second Revision) |  | Modified/Technically Equivalent | 07-05-2024
871 | IS 18495:2024ISO 24234:2021 | Dentistry — Dental Amalgam (Second Revision) |  | Identical under dual numbering | 07-05-2024
872 | IS/ISO 5356-1:2015ISO 5356-1 : 2015 Reviewed In : 2022 | Anaesthetic and respiratory equipment - Conical connectors: Part 1 cones and sockets (First Revision) | Product Specification | Identical under single numbering | 30-06-2018
873 | IS/ISO 5362:2006ISO 5362 : 2006Reviewed In : 2022 | Anaesthetic reservoir bags | Product Specification | Identical under single numbering | 31-03-2012
874 | IS/ISO 9170-2:2008ISO 9170 : Part 2 :2008Reviewed In : 2022 | Terminal units for medical gas pipeline systems: Part 2 terminal units for anaesthetic gas scavenging systems | Product Specification | Identical under single numbering | 31-03-2012
875 | IS B3759:1987Reviewed In : 2016 | Specification for blades, skin grafting | Product Specification |  | 28-02-2012
876 | IS/ISO 15674-2004:2016ISO 15674 : 2016 Reviewed In : 2022 | Cardiovascular implants and artificial organs - Hard - Shell cardiotomy/venous reservoir systems (With/without Filter) and soft venous reservoir bags (Second Revision) | Product Specification | Identical under single numbering | 30-11-2018
877 | IS/ISO 25539-1:2017ISO 25539-1 : 2017 | Cardiovascular implants - Endovascular devices: Part 1 endovascular prostheses (First Revision) | Product Specification | Identical under single numbering | 31-08-2019
878 | IS /ISO (Part 71991996):2016ISO 7199 : 2016 Reviewed In : 2022 | Cardiovascular implants and artificial organs - Blood - Gas exchangers (Oxygenators) (Second Revision) | Product Specification | Identical under single numbering | 30-11-2018
879 | IS 18593:2024 | Copper-Bearing Contraceptive Intrauterine Devices - Requirements and Tests (ISO 7439 : 2023, MOD (Second Revision) |  | Modified/Technically Equivalent | 07-08-2024
880 | IS/ISO 11979-1:2018ISO 11979-1:2018Reviewed In : 2025 | Ophthalmic implants Intraocular lenses Part 1:Vocabulary First Revision | Terminology | Identical under single numbering | 28-02-2021
881 | IS/ISO 11979-10:2018ISO 11979-10:2018Reviewed In : 2025 | Ophthalmic implants Intraocular lenses Part 10: Clinical investigations of intraocular lenses for correction of ametropia in phakic eyes First Revision | Product Specification | Identical under single numbering | 31-01-2021
882 | IS/ISO 11979-2:1999ISO 11979 : Part 2: 1999Reviewed In : 2017 | Ophthalmic implants - Intraocular lenses: Part 2 optical properties and test methods | Methods of tests | Identical under dual numbering | 31-05-2012
883 | IS/ISO 11979-3:2012ISO 11979-3:2012 | Ophthalmic Implants — Intraocular Lenses Part 3 Mechanical Properties and Test Methods ( First Revision ) |  | Identical under single numbering | 19-11-2024
884 | IS/ISO 11979-9:2006ISO 11979 : Part 9 : 2006Reviewed In : 2017 | Ophthalmic Implants - Intraocular Lenses Part 9 Multifocal Intraocular Lenses | Product Specification | Identical under single numbering | 31-05-2012
885 | IS/ISO 18369-1:2017ISO 18369-1:2017 | Ophthalmic optics Contact lenses Part 1 Vocabulary classification system and recommendations for labeling specifications First Revision | Terminology | Identical under single numbering | 28-02-2021
886 | IS/ISO 18369-3:2017ISO 18369-3:2017 | Ophthalmic Optics — Contact Lenses Part 3 Measurement Methods ( First Revision ) | Methods of tests | Identical under single numbering | 28-02-2021
887 | IS/ISO 18369-4:2017ISO 18369-4:2017 | Ophthalmic optics Contact lenses Part 4: Physicochemical properties of contact lens materials First Revision | Methods of tests | Identical under single numbering | 28-02-2021
888 | IS/ISO 13402:1995ISO 13402:1995Reviewed In : 2019 | Surgical and dental hand instruments - Determination of resistance against autoclaving, corrosion and thermal exposure | Methods of tests | Identical under single numbering | 28-02-2014
889 | IS/ISO 5364:2008ISO 5364:2008Reviewed In : 2024 | Anaesthetic and respiratory equipment - Oropharyngeal airways | Product Specification | Identical under single numbering | 30-04-2014
890 | IS/ISO 29701:2010ISO 29701 : 2010Reviewed In : 2023 | Nanotechnologies - Endotoxin test on nanomaterial samples for in vitro systems - Limulus amebocyte lysate (Lal) test | Methods of tests | Identical under single numbering | 31-03-2014
891 | IS/ISO 12052:2017ISO 12052 : 2017 Reviewed In : 2025 | Health informatics - Digital imaging and communication in medicine (DICOM) including workflow and data management (First Revision) | Others | Identical under single numbering | 31-05-2019
892 | IS/ISO 18308:2011ISO 18308 : 2011Reviewed In : 2025 | Health informatics - Requirements for an electronic health record architecture | Others | Identical under single numbering | 31-07-2014
893 | IS 13450 (Part 1/Sec 3):2024 | Medical electrical equipment : Part 1 General requirements for basic safety and essential performance, Section 3 Radiation protection in diagnostic X-ray equipment (First Revision) |  | Modified/Technically Equivalent | 07-05-2024
894 | IS/ISO 5832-2:2018ISO 5832-2 : 2018 | Implants for surgery - Metallic materials Part 2 Unalloyed titanium (First Revision) | Product Specification | Identical under single numbering | 31-07-2019
895 | IS/ISO 5832-5:2005ISO 5832-5 : 2005Reviewed In : 2019 | Implants for surgery - Metallic materials Part 5 wrought cobalt - Chromium - Tungsten - Nickel alloy | Methods of tests | Identical under single numbering | 31-07-2014
896 | IS 18261 (Part 9):2024ISO 5832-9:2019 | Implants for Surgery ï¿½ Metallic materials Part 9: Wrought High Nitrogen Stainless Steel First Revision |  | Identical under dual numbering | 09-07-2024
897 | IS/ISO 80601-2-61):2017ISO 80601-2-61:2017 | Medical electrical equipment Part 2-61: Particular requirements for basic safety and essential performance of pulse oximeter equipment | Product Specification | Identical under single numbering | 31-12-2021
898 | IS/ISO 8596:2017ISO 8596:2017 | Ophthalmic optics - Visual acuity testing - Standard and clinical optotypes and their presentation (First Revision) | Methods of tests | Identical under single numbering | 28-02-2021
899 | IS/ISO 8612:2009ISO 8612 : 2009 Reviewed In : 2024 | Ophthalmic instruments - Tonometers | Product Specification | Identical under single numbering | 31-10-2014
900 | IS/ISO 9801:2009ISO 9801 : 2009 Reviewed In : 2024 | Ophthalmic instruments - Trial case lenses | Product Specification | Identical under single numbering | 31-10-2014
901 | IS/ISO 10342:2010ISO 10342 : 2010 Reviewed In : 2024 | Ophthalmic instruments - Eye refractometers | Product Specification | Identical under single numbering | 31-10-2014
902 | IS/ISO 10938:2016ISO 10938 : 2016 | Ophthalmic Optics — Chart Displays for Visual Acuity Measurement — Printed, Projected and Electronic ( First Revision ) | Product Specification | Identical under single numbering | 31-01-2020
903 | IS/ISO 10939:2017ISO 10939:2017 | Ophthalmic instruments Slit-lamp microscopes First Revision | Methods of tests | Identical under single numbering | 28-02-2021
904 | IS/ISO 10940:2009ISO 10940 : 2009 Reviewed In : 2024 | Ophthalmic instruments - Fundus cameras | Product Specification | Identical under single numbering | 31-10-2014
905 | IS/ISO 10942:2006ISO 10942 : 2006 Reviewed In : 2019 | Ophthalmic instruments - Direct ophthalmoscopes | Product Specification | Identical under single numbering | 31-10-2014
906 | IS/ISO 12865:2006ISO 12865 : 2006 Reviewed In : 2024 | Ophthalmic instruments - Retinoscopes | Product Specification | Identical under single numbering | 31-10-2014
907 | IS 13450 (Part 2/Sec 18):2014IEC 60601-2-18 : 2009 Reviewed In : 2025 | Medical electrical equipment: Part 2 particular requirements for the basic safety and essential performance: Sec 18 endoscopic equipment | Product Specification | Identical under dual numbering | 30-11-2014
908 | IS/IEC/TS 80004-5:2011ISO/TS 80004-5 : 2011 Reviewed In : 2024 | Nanotechnologies - Vocabulary: Part 5 nano/bio interface | Terminology | Identical under single numbering | 31-12-2014
909 | IS/IEC/TS 80004-7:2011ISO/TS 80004-7 : 2011 Reviewed In : 2024 | Nanotechnologies - Vocabulary: Part 7 diagnostics and therapeutics for healthcare | Terminology | Identical under single numbering | 31-12-2014
910 | IS/ISO 29942:2011ISO 29942 : 2011 Reviewed In : 2025 | Prophylactic dams - Requirements and test methods | Product Specification | Identical under dual numbering | 31-12-2014
911 | IS/ISO 14408:2005ISO 14408 : 2005 Reviewed In : 2020 | Tracheal tubes designed for laser surgery - Requirements for marking and accompanying information | Code of Practice | Identical under single numbering | 30-04-2015
912 | IS/ISO 29941:2010ISO 29941 : 2010 Reviewed In : 2025 | Condoms - Determination of nitrosamines migrating from natural rubber latex condoms | Methods of tests | Identical under single numbering | 31-05-2015
913 | IS/IEC 61262-4:1994IEC 61262-4:1994 Reviewed In : 2020 | Medical Electrical Equipment - Characteristics of Electro-Optical X-Ray Image Intensifiers Part 4 Determination of the Image Distortion |  | Identical under dual numbering | 30-04-2015
914 | IS/ISO 5356-2:2012Reviewed In : 2020 | Anaesthetic and respiratory equipment - Conical connectors: Part 2 screw - Threaded weight - Bearing connectors | Product Specification | Identical under single numbering | 31-08-2015
915 | IS/ISO 23409:2015ISO 23409 : 2011 Reviewed In : 2025 | Male condoms - Requirements and test methods for condoms made from synthetic materials | Methods of tests | Identical under single numbering | 31-10-2015
916 | IS/ISO/TR 20514:2005Reviewed In : 2025 | Health informatics - Electronic health record - Definition, scope and context | Others | Identical under single numbering | 31-10-2015
917 | IS 18530 (Part 1):2025ISO 6474-1:2019 | Implants for Surgery - Ceramic Materials Part 1 Ceramic Materials Based on High Purity Alumina First Revision |  | Identical under dual numbering | 24-03-2025
918 | IS/ISO 6474-1:2010ISO 6474-1 : 2010 Reviewed In : 2021 | Implants for surgery - Ceramic materials Part 1 ceramic materials based on high purity alumina | Product Specification | Identical under dual numbering | 31-01-2016
919 | IS 13450 (Part 2/Sec 54):2024 | Medical electrical equipment Part 2 Particular requirements for basic safety and essential performance Section 54 X-ray equipment for radiography and radioscopy First revision |  | Modified/Technically Equivalent | 09-07-2024
920 | IS 13450 (Part 2/Sec 63):2024 | Medical electrical equipment Part 2 Particular requirements for basic safety and essential performance Section 63 Dental extra-oral X-ray equipment First revision |  | Modified/Technically Equivalent | 05-09-2024
921 | IS 13450 (Part 2/Sec 65):2024 | Medical electrical equipment Part 2 Particular requirements for basic safety and essential performance Section 65 Dental intra-oral X-ray equipment First revision |  | Modified/Technically Equivalent | 09-07-2024
922 | IS/ISO 10993-5:2009ISO 10993-5 : 2009 | Biological evaluation of medical devices Part 5 Tests for in vitro cytotoxicity | Methods of tests | Identical under single numbering | 31-03-2016
923 | IS/ISO 15676:2016ISO 15676 : 2016 | Cardiovascular implants and artificial organs Requirements for single-use tubing packs for cardiopulmonary bypass and extracorporeal membrane oxygenation ECMO First revision | Product Specification | Identical under single numbering | 30-11-2018
924 | IS/IEC 62220-1- 2:2007IEC 62220-1-2 : 2007 Reviewed In : 2022 | Medical electrical equipment - Characteristics of digital X-ray imaging devices: Part 1 - 2 determination of the detective quantum efficiency detectors used in mammography | Methods of tests | Identical under single numbering | 31-05-2017
925 | IS/ISO 10993-17:2002ISO 10993-17 : 2002 | Biological Evaluation of Medical Devices Part 17 Establishment of Allowable Limits for Leachable Substances | Methods of tests | Identical under single numbering | 30-09-2017
926 | IS/ISO 3826-2:2008 | Plastics collapsible containers for human blood and blood components: Part 2 graphical symbols for use on labels and instruction leaflets | Product Specification | Identical under single numbering | 31-01-2018
927 | IS/ISO 11607:2019ISO 11607-2:2019 | Packing for Terminally Sterilized Medical Devices Part 2 Validation Requirements for Forming Sealing and Assembly Processes (First Revision) | Code of Practice | Identical under single numbering | 28-02-2021
928 | IS/ISO 15883-1:2006ISO 15883-1 : 2006 | Washer - Disinfectors: Part 1 general requirements, terms and definitions and tests | Product Specification | Identical under dual numbering | 31-01-2018
929 | IS 13450 (Part 2/Sec 21):2023IEC 60601-2-21:2020 | Medical Electrical Equipment Part 2 Particular Requirements for the Basic Safety and Essential Performance Section 21 Infant Radiant Warmer First Revision |  | Identical under dual numbering | 25-04-2023
930 | IS/ISO 14708-2:2019ISO 14708-2:2019 | Implants for surgery Active implantable medical devices Part 2: Cardiac pacemakers First Revision | Product Specification | Identical under single numbering | 30-09-2021
931 | IS 13450 (Part 2/Sec 25):2018IEC 60601-2-25 : 2011 Reviewed In : 2023 | Medical Electrical Equipment Part 2 Particular Requirements for the Basic Safety and Essential Performance Section 25 Electrocardiographs | Product Specification | Identical under dual numbering | 31-03-2018
932 | IS 13450 (Part 2/Sec 27):2018IEC 60601-2-27 : 2011 Reviewed In : 2023 | Medical electrical equipment: Part 2 particular requirements for the basic safety and essential performance: Sec 27 electrocardiographic monitoring equipment | Product Specification | Identical under dual numbering | 31-03-2018
933 | IS/ISO 21549-8:2010ISO 21549-8 : 2010 Reviewed In : 2023 | Health informatics - Patient health card data: Part 8 links | Others | Identical under single numbering | 31-05-2018
934 | IS/ISO 13022:2012ISO 13022 : 2012 | Medical products containing viable human cells - Application of risk management and requirements for processing practices | Methods of tests | Identical under single numbering | 31-05-2018
935 | IS/ISO 11607:2019ISO 11607-1:2019 | Packaging for terminally sterilized medical devices â€” Part 1: Requirements for materials sterile barrier systems and packaging systems First Revision | Code of Practice | Identical under single numbering | 28-02-2021
936 | IS/ISO/TR 22442-4:2010 | Medical Devices Utilizing Animal Tissues and their Derivatives Part 4 Principles for Elimination and/or Inactivation of Transmissble Spongifrom Encephalopathy (TSE) Agents and Validation Assays for those Processes | Methods of tests | Identical under single numbering | 31-03-2018
937 | IS 13450 (Part 2/Sec 20):2023 | Medical Electrical Equipment Part 2 Particular Requirements for the Basic Safety and Essential Performance Section 20 Infant Transport Incubators First Revision | Product Specification | Modified/Technically Equivalent | 25-04-2023
938 | IS/ISO 6360-2:2004ISO 6360-2 : 2004 Reviewed In : 2022 | Dentistry - Number Coding System For Roatry Instruments Part 2 Shapes | Code of Practice | Identical under single numbering | 31-05-2018
939 | IS 21549 (Part 6):2008ISO 21549-6 : 2008 Reviewed In : 2023 | Health Informatics - Patient Health Card Data Part 6 Administrative Data | Others | Identical under dual numbering | 31-05-2018
940 | IS/ISO 22600-1:2014ISO 22600-1 : 2014 Reviewed In : 2023 | Health informatics - Privilege management and access control: Part 1 overview and policy management | Others | Identical under single numbering | 31-05-2018
941 | IS/ISO 5838-1:2013ISO 5838-1 : 2013 Reviewed In : 2023 | Implants for Surgery - Metallic Skeletal Pins and Wires Part 1 General Requirements | Product Specification | Identical under single numbering | 31-03-2018
942 | IS/ISO 25539-3:2011ISO 25539-3 : 2011 Reviewed In : 2022 | Cardiovascular implants - Endovascular devices: Part 3 vena cava filters | Product Specification | Identical under single numbering | 30-06-2018
943 | IS 14239 (Part 1):2018ISO 9714-1 : 2012 Reviewed In : 2023 | Orthopaedic drilling instruments Part 1 drill bits, taps and countersink cutters (First Revision) | Product Specification | Identical under dual numbering | 30-06-2018
944 | IS/ISO 22600-3:201422600-3 : 2004 Reviewed In : 2023 | Health informatics - Privilege management and access control: Part 3 implementations | Others | Identical under single numbering | 30-06-2018
945 | IS/ISO 5832:2014ISO 5832-4 : 2014 Reviewed In : 2023 | Implants for Surgery – Metallic Materials Part 4 Cobalt-Chromium-Molybdenum Casting Alloy |  | Identical under dual numbering | 28-02-2018
946 | IS 18530 (Part 2):2024ISO 6474-2:2019 | Implants for surgery Ceramic materials Part 2: Composite materials based on a high-purity alumina matrix with zirconia reinforcement (First Revision) |  | Identical under dual numbering | 09-07-2024
947 | IS/ISO 10651-5:2006ISO 10651-5 : 2006 Reviewed In : 2023 | Lung ventilators for medical use - Particular requirements for basic safety and essential performance: Part 5 gas - Powered emergency resuscitators | Product Specification | Identical under single numbering | 30-06-2018
948 | IS/ISO 11197:2019ISO 11197:2019Reviewed In : 2024 | Medical Supply Units First Revision | Product Specification | Identical under single numbering | 31-08-2021
949 | IS/ISO 13356:2015ISO 13356 : 2015 Reviewed In : 2023 | Implants for Surgery – Ceramic Materials Based on Yttria-Stabilized Tetragonal Zirconia ( Y-TZP ) | Product Specification | Identical under single numbering | 28-02-2018
950 | IS 13450 (Part 2/Sec 47):2018IEC 60601-1-2 : 2014 Reviewed In : 2023 | Medical electrical equipment: Part 2 particular requirements for the basic safety and essential performance: Sec 47 ambulatory electrocardiographic systems |  | Identical under dual numbering | 30-06-2018
951 | IS/ISO 18467:2024ISO 16628 : 2022 | Anaesthetic and Respiratory Equipment â€” Tracheobronchial Tubes (First Revision) |  | Identical under dual numbering | 07-08-2024
952 | IS/ISO 21534:2007ISO 21534 : 2007 Reviewed In : 2023 | Non - Active surgical implants - Joint replacement implants - Particular requirements | Product Specification | Identical under single numbering | 30-06-2018
953 | IS/ISO 21535:2007ISO 21535 : 2007 | Non - Active surgical implants - Joint replacement implants - Specific requirements for hip - Joint replacement implants | Product Specification | Identical under single numbering | 30-06-2018
954 | IS/ISO 21536:2007ISO 21536 : 2007 | Non - Active surgical implants - Joint replacement implants - Specific requirements for knee - Joint replacement implants | Product Specification | Identical under single numbering | 30-06-2018
955 | IS/ISO/TR 37137:2014ISO/TR 37137 : 2014 | Cardiovascular biological evaluation of medical devices - Guidance for absorbable implants | Methods of tests | Identical under single numbering | 31-10-2017
956 | IS/ISO/TS 14441:2013ISO/TS 14441 : 2013 Reviewed In : 2023 | Health informatics - Security and privacy requirements of EHR systems for use in conformity assessment | Others | Identical under single numbering | 31-07-2018
957 | IS/ISO 5832-11:2014ISO 5832-11 : 2014 Reviewed In : 2023 | Implants for surgery - Metallic materials Part 11 Wrought Titanium 6-Aluminium 7-Niobium alloy | Product Specification | Identical under single numbering | 31-05-2018
958 | IS/ISO 12891-1:2015ISO 12891-1 : 2015 Reviewed In : 2023 | Retrieval and analysis of surgical implants Part 1 retrieval and handling | Methods of tests | Identical under single numbering | 31-05-2018
959 | IS/ISO 17090-1:2023ISO 17090-1:2021 | Health informatics Public key infrastructure Part 1 Overview of digital certificate services (First Revision) |  | Identical under single numbering | 25-07-2023
960 | IS/ISO 17090-1:2013ISO 17090-1 : 2013 Reviewed In : 2023 | Health informatics - Public key infrastructure: Part 1 overview of digital certificate services | Others | Identical under single numbering | 31-05-2018
961 | IS/ISO/TR 17791:2013ISO/TR 17791 : 2013 Reviewed In : 2023 | Health informatics - Guidance on standards for enabling safety in health software | Others | Identical under single numbering | 31-05-2018
962 | IS/IEC/TR 80001-2-2:2012IEC/TR 80001-2-2 : 2012 Reviewed In : 2023 | Application of risk management for it - Networks incorporating medical devices: Part 2 - 2 guidance for the disclosure and communication of medical device security needs, risks and controls | Others | Identical under single numbering | 31-05-2018
963 | IS/ISO 1828:2012ISO 1828 : 2012 Reviewed In : 2023 | Health informatics - Categorial structure for terminological systems of surgical procedures | Others | Identical under single numbering | 31-05-2018
964 | IS/ISO 22600-2:2014IS/ISO 22600-2 : 2014 Reviewed In : 2023 | Health informatics - Privilege management and access control: Part 2 formal models | Others | Identical under single numbering | 31-05-2018
965 | IS/ISO 11239:2023ISO 11239:2023 | Health informatics ï¿½ Identification of medicinal products ï¿½ Data elements and structures for the unique identification and exchange of regulated information on pharmaceutical dose forms, units of presentation, routes of administration and packaging (First Revision) |  | Identical under single numbering | 19-07-2024
966 | IS/ISO 11240:2012ISO 11240 : 2012 Reviewed In : 2023 | Health informatics - Identification of medicinal products - Data elements and structures for the unique identification and exchange of units of measurement | Others | Identical under single numbering | 31-05-2018
967 | IS/ISO 11140-4:2007ISO 11140-4 : 2007 | Sterilization of health care products - Chemical indicators: Part 4 class 2 indicators as an alternative to the bowie and dick - Type test for detection of steam penetration |  | Identical under single numbering | 31-08-2018
968 | IS 13450 (Part 2/Sec 23):2018IEC 60601-2-23 : 2011 Reviewed In : 2023 | Medical electrical equipment: Part 2 particular requirements for the basic safety and essential performance: Sec 23 transcutaneous partial pressure monitoring equipment |  | Identical under dual numbering | 31-08-2018
969 | IS 11478:2018IEC/TR 60930 : 2008 Reviewed In : 2023 | Guidelines for administrative, medical, and nursing staff concerned with the safe use of medical electrical equipment and medical electrical systems (First Revision) |  | Identical under dual numbering | 31-08-2018
970 | IS/ISO 3826-1:2019ISO 3826-1:2019 | Plastics collapsible containers for human blood and blood components Part 1 Conventional containers First Revision | Product Specification | Identical under single numbering | 30-09-2021
971 | IS 13450 (Part 2/Sec 6):2018IEC 60601-2-6 : 2012 Reviewed In : 2023 | Medical electrical equipment: Part 2 particular requirements for the basic safety and essential performance: Sec 6 microwave therapy equipment | Product Specification | Identical under dual numbering | 31-08-2018
972 | IS/ISO 13450-2-10):2024 | Medical electrical equipment Part 2 Particular requirements for basic safety and essential performance Section 10 Nerve and muscle stimulators First revision | Product Specification | Modified/Technically Equivalent | 15-07-2024
973 | IS/IEC 61675-1:2022IEC 61675-1:2022 | Radionuclide Imaging Devices â€” Characteristics and Test Conditions Part 1 Positron Emission Tomographs (First Revision) |  | Identical under single numbering | 04-06-2024
974 | IS/ISO 8598-1:2014ISO 8598-1 : 2014 | Optics and optical instruments - Focimeters: Part 1 general purpose instruments | Product Specification | Identical under single numbering | 30-09-2018
975 | IS/ISO 8980-3:2022ISO 8980-3:2022 | Ophthalmic optics -Uncut finished spectacle lenses Part 3 Transmittance specifications and test methods(First Revision) |  | Identical under single numbering | 21-01-2025
976 | IS/ISO 8980-4:2006ISO 8980-4 : 2006 | Ophthalmic optics - Uncut finished spectacle lenses: Part 4 specifications and test methods for anti - Reflective coatings | Product Specification | Identical under single numbering | 30-09-2018
977 | IS/ISO 8980-5:2005ISO 8980-5 : 2005 | Ophthalmic optics - Uncut finished spectacle lenses: Part 5 minimum requirements for spectacle lens surfaces claimed to be abrasion - Resistant | Product Specification | Identical under single numbering | 30-09-2018
978 | IS/ISO 10943:2011ISO 10943 : 2011 | Ophthalmic instruments - Indirect ophthalmoscopes | Product Specification | Identical under dual numbering | 30-09-2018
979 | IS/ISO 11616:2017ISO 11616 : 2017 | Health informatics - Identification of medicinal products - Data elements and structures for unique identification and exchange of regulated pharmaceutical product information | Others | Identical under single numbering | 30-09-2018
980 | IS/ISO 16671:2015ISO 16671 : 2015 | Ophthalmic implants - Irrigating solutions for ophthalmic surgery | Product Specification | Identical under single numbering | 30-09-2018
981 | IS/ISO 17090-2:2015ISO 17090-2 : 2015 | Health informatics - Public key infrastructure: Part 2 certificate profile | Others | Identical under single numbering | 30-09-2018
982 | IS/ISO 27799:2016ISO 27799 : 2016 | Health informatics - Information security management in health using ISO/IEC 27002 | Others | Identical under single numbering | 30-09-2018
983 | IS/ISO 7405:2008ISO 7405 : 2008 | Dentistry - Evaluation of biocompatibility of medical devices used in dentistry | Methods of tests | Identical under single numbering | 30-09-2018
984 | IS/ISO 3826-3:2006ISO 3826-3 : 2008 | Plastics collapsible containers for human blood and blood components: Part 3 blood bag systems with integrated features | Product Specification | Identical under single numbering | 30-09-2018
985 | IS/ISO 11140-5:2007ISO 11140-5 : 2007 | Sterilization of health care products - Chemical indicators: Part 5 class 2 indicators for bowie and dick - Type air removal tests | Others | Identical under single numbering | 30-09-2018
986 | IS/ISO/IEC 11703-20601:2018ISO/IEEE 11073-20601 : 2016 | Health Informatics â€” Personal Health Device Communication Part 20601 Application Profile â€” Optimized Exchange Protocol |  | Identical under single numbering | -
987 | IS/ISO 15883-2:2006ISO 15883-2 : 2006 | Washer - Disinfectors: Part 2 requirements and tests for washer - Disinfectors employing thermal disinfection for surgical instruments, anaesthetic equipment, bowls, dishes, receivers, utensils, glassware, etc | Product Specification | Identical under single numbering | -
988 | IS/ISO 16021:2000ISO 16021 : 2000 | Urine-Absorbing Aids â€” Basic Principles for Evaluation of Single-Use Adult-Incontinence- Absorbing Aids from the Perspective of Users and Caregivers | Code of Practice | Identical under single numbering | 31-10-2018
989 | IS/ISO 11658:2012ISO 11658 : 2012 | Cardiovascular Implants and Extracorporeal Organs Blood/Tissue Contact Surface Modifications for Extracorporeal Perfusion Systems | Methods of tests | Identical under single numbering | 31-10-2018
990 | IS/ISO 3826-4:2015ISO 3826-4 : 2015 | Plastics Collapsible Containers for Human Blood and Blood Components Part 4 Aphaeresis Blood Bag Systems with Integrated Features | Product Specification | Identical under single numbering | 31-10-2018
991 | IS/IEC 61331-2:2014 | Protective Devices Against Diagnostic Medical X-Radiation Part 2 Translucent Protective Plates |  | Identical under single numbering | 31-10-2018
992 | IS 13450 (Part 2/Sec 26):2021IEC 80601-2-26 : 201 | Medical electrical equipment Part 2 Particular requirements for basic safety and essential performance Section 26 Electroencephalographs | Product Specification | Identical under single numbering | 31-12-2021
993 | IS/ISO 11137-1:2006ISO 11137-1 : 2006 | Sterilization of health care products - Radiation: Part 1 requirements for development, validation and routine control of a sterilization process for medical devices | Others | Identical under dual numbering | 30-11-2018
994 | IS/ISO 7176-26:2007ISO 7176-26 : 2007 | Wheelchairs: Part 26 vocabulary | Terminology | Identical under single numbering | 30-11-2018
995 | IS/ISO/IEEE 11073-10419:2019ISO/IEEE 11073-10419:2019 | Health informatics ï¿½ Personal health device communication Part 10419 Device specialization ï¿½ Insulin pump (First Revision) |  | Identical under single numbering | 16-08-2024
996 | IS 13450 (Part 2/Sec 62):2018IEC 60601-2-62 : 2013 Reviewed In : 2023 | Medical electrical equipment: Part 2 particular requirements for the basic safety and essential performance: Sec 62 high intensity therapeutic ultrasound (Hitu) equipment |  | Identical under dual numbering | 30-11-2018
997 | IS/ISO 17822-1:2014ISO 17822-1 : 2014 | In vitro diagnostic test systems - Qualitative nucleic acid - Based in vitro examination procedures for detection and identification of microbial pathogens: Part 1 general requirements, terms and definitions | Terminology | Identical under single numbering | 30-11-2018
998 | IS/ISO/IEEE 11073-10422:2017ISO/IEEE 11073-10422 : 2017 | Health informatics - Personal health device communication: Part 10422 device specialization - Urine analyser | Others | Identical under single numbering | 30-11-2018
999 | IS/IEC 61168:1993 IEC 61168 : 1993 | Radiotherapy simulators - Functional performance characteristics | Product Specification | Identical under single numbering | 30-11-2018
1000 | IS/IEC/TS 62566:2014IEC TS 62556 : 2014 | Ultrasonics â€” Field Characterization â€” Specification and Measurement of Field Parameters for High Intensity Therapeutic Ultrasound ( HITU ) Transducers and Systems |  | Identical under single numbering | -
1001 | IS/IEC 61170:1993IEC 61170 : 1993 | Radiotherapy simulators - Guidelines for functional performance characteristics | Code of Practice | Identical under single numbering | 30-11-2018
1002 | IS/ISO/TS 22220:2011ISO/TS 22220 : 2011 Reviewed In : 2023 | Health informatics - Identification of subjects of health care | Others | Identical under single numbering | 28-02-2018
1003 | IS 17063:2018 | Specification for rehabilitation equipment ? rough terrain active wheelchairs, folding, rider - I, adult and child size | Product Specification | Indigenous | 30-11-2018
1004 | IS/ISO 18697-4:2024 | Lung Ventilators Part 4 Particular Requirements for Userâ€“ Powered Resuscitators (ISO 10651-4 : 2023, MOD) (First Revision) |  | Modified/Technically Equivalent | 16-08-2024
1005 | IS 13450 (Part 2/Sec 33):2025 | Medical Electrical Equipment Part 2 Particular Requirements for Basic Safety and Essential Performance Section 33 Magnetic resonance equipment for medical diagnosis IEC 60601-2-33: 2022 MOD First Revision |  | Modified/Technically Equivalent | 30-07-2025
1006 | IS 13450 (Part 2/Sec 33):2018IEC 60601-2-33 : 2015 Reviewed In : 2023 | Medical electrical equipment: Part 2 particular requirements for the basic safety and essential performance: Sec 33 magnetic resonance equipment for medical diagnosis | Product Specification | Modified/Technically Equivalent | 31-12-2018
1007 | IS 17034:2018 | Specification for jaipur foot | Product Specification | Indigenous | 31-12-2018
1008 | IS/IEC 80601-2-30:2018IEC80601-2-30 : 2018 Reviewed In : 2024 | Medical electrical equipment: Part 2 - 30 particular requirements for basic safety and essential performance of automated non - Invasive sphygmomanometers | Product Specification | Identical under single numbering | 31-12-2018
1009 | IS/ISO 81060-1:2007IEC81060_1 : 2007 Reviewed In : 2023 | Non - Invasive sphygmomanometers: Part 1 requirements and test methods for non - Automated measurement type | Product Specification | Identical under single numbering | 31-12-2018
1010 | IS/ISO 15883-3:2006ISO 15883-3 : 2006 | Washer - Disinfectors: Part 3 requirements and tests for washer - Disinfectors employing thermal disinfection for human waste containers | Others | Identical under dual numbering | 31-12-2018
1011 | IS 13450 (Part 2/Sec 19):2023IEC 60601-2-19:2020 | Medical Electrical Equipment Part 2 Particular Requirements for the Basic Safety and Essential Performance Section 19 Infant Incubators First Revision | Product Specification | Identical under dual numbering | 25-04-2023
1012 | IS 15354 (Part 1):2023ISO 11193-1:2020 | Single-use medical examination gloves Part 1 Specification for gloves made from rubber latex or rubber solution Second Revision |  | Identical under dual numbering | 17-11-2023
1013 | IS/ISO 6887-1:2018ISO 20795 (Part 1) : 2013 Reviewed In : 2022 | Dentistry - Base Polymers Part 1 Denture Base Polymers ( First Revision ) |  | Identical under dual numbering | 31-12-2018
1014 | IS 6882 (Part 2):2018ISO 20795-2 : 2013 | Dentistry - Base Polymers Part 2 Orthodontic Base Polymers ( First Revision ) |  | Identical under dual numbering | -
1015 | IS/ISO 15223-2:2010 ISO 15223-2 : 2010 Reviewed In : 2025 | Medical devices - Symbols to be used with medical device labels, labelling, and information to be supplied: Part 2 symbol development, selection and validation | Code of Practice | Identical under single numbering | 30-11-2018
1016 | IS/ISO 23640:2011ISO 23640 : 2011 | In vitro diagnostic medical devices - Evaluation of stability of in vitro diagnostic reagents | Methods of tests | Identical under single numbering | 30-11-2018
1017 | IS/ISO/TR 24971:2020ISO/TR 24971:2020 | Medical Devices Guidance on the Application of ISO 14971 (First Revision) |  | Identical under dual numbering | 01-09-2023
1018 | IS/ISO 62304:2015ISO 62304 : 2015 Reviewed In : 2025 | Medical device software - Software life cycle processes | Methods of tests | Identical under single numbering | 30-11-2018
1019 | IS/ISO 11135:2014ISO 11135 : 2014 | Sterilization of health - Care products - Ethylene oxide - Requirements for the development, validation and routine control of a sterilization process for medical devices | Process Specification | Identical under single numbering | 31-12-2018
1020 | IS/ISO 11137-2:2013ISO 11137-2 : 2013 | Sterilization of health care products - Radiation: Part 2 establishing the sterilization dose | Others | Identical under dual numbering | 31-12-2018
1021 | IS/ISO 11140-3:2007ISO 11140-3 : 2007 | Sterilization of health care products - Chemical indicators: Part 3 class 2 indicator systems for use in the bowie and dick - Type steam penetration test |  | Identical under single numbering | 31-12-2018
1022 | IS/ISO 16142-1:2016ISO 16142-1 : 2016 | Medical Devices - Recognized Essential Principles of Safety and Performance of Medical Devices Part 1 General Essential Principles and Additional Specific Essential Principles for all Non-IVD Medical Devices and Guidance on the Selection of Standards | Safety Standard | Identical under single numbering | 31-12-2018
1023 | IS/ISO/IEEE 11073-10201:2020ISO/IEEE 11073-10201:2020 | Health informatics ï¿½ Device interoperability Part 10201 Point-of-care medical device communication ï¿½ Domain information model (First Revision) |  | Identical under dual numbering | 13-08-2024
1024 | IS/ISO/IEEE 11073-20101:2004ISO/IEEE 11073-20101 : 2004 | Health informatics - Point-of-care medical device communication: Part 20101 application profiles - Base standard | Others | Identical under single numbering | 31-12-2018
1025 | IS/ISO/IEEE 11073-30400:2012ISO/IEEE 11073-30400 : 2012 | Health informatics - Point-of-care medical device communication: Part 30400 interface profile - Cabled ethernet | Others | Identical under single numbering | 31-12-2018
1026 | IS/ISO 5832-7:2016ISO 5832-7 : 2016 Reviewed In : 2023 | Implants for surgery - Metallic materials Part 7 Forgeable and cold-formed Cobalt-Chromium-Nickel-Molybdenum-Iron alloy | Product Specification | Identical under single numbering | 31-01-2019
1027 | IS/ISO 10993-4:2017ISO 10993-4 : 2017 | Biological evaluation of medical devices Part 4 Selection of tests for interactions with blood | Methods of tests | Identical under single numbering | 31-01-2019
1028 | IS/ISO 10993-11:2017ISO 10993-11 : 2017 | Biological evaluation of medical devices Part 11 Tests for systemic toxicity | Methods of tests | Identical under single numbering | 31-01-2019
1029 | IS/ISO 10993-16:2017ISO 10993-16 : 2017 | Biological Evaluation of Medical Devices Part 16 Toxicokinetic Study Design for Degradation Products and Leachables | Methods of tests | Identical under single numbering | 31-01-2019
1030 | IS/ISO 13781:2017ISO 13781 : 2017 Reviewed In : 2023 | Implants for surgery - homopolymers, copolymers and blends on poly (Lactide) - In vitro degradation testing | Methods of tests | Identical under single numbering | 31-01-2019
1031 | IS/ISO/TR 15499:2016ISO/TR 15499 : 2016 | Biological evaluation of medical devices - Guidance on the conduct of biological evaluation within a risk management process | Methods of tests | Identical under single numbering | 31-01-2019
1032 | IS/ISO 22442-1:2015ISO 22442-1 : 2015 | Medical Devices Utilizing Animal Tissues and their Derivatives Part 1 Application of Risk Management | Methods of tests | Identical under single numbering | 31-01-2019
1033 | IS/ISO 22442-2:2015ISO 22442-2 : 2015 | Medical Devices Utilizing Animal Tissues and their Derivatives Part 2 Controls on Sourcing, Collection and Handling | Methods of tests | Identical under single numbering | 31-01-2019
1034 | IS/ISO 10993-6:2016ISO 10993-6 : 2016 | Biological evaluation of medical devices Part 6 Tests for local effects after implantation | Methods of tests | Identical under single numbering | 31-01-2019
1035 | IS 9471 (Part 5/Sec 2):2019 | Specification for modular lower limb orthotic components: Part 5 joint unit section 2 standard knee | Product Specification | Indigenous | 31-01-2019
1036 | IS/ISO 5832-1:2016ISO 5832-1 : 2016 Reviewed In : 2023 | Implants for surgery - Metallic materials Part 1 Wrought stainless steel | Product Specification | Identical under single numbering | 31-01-2019
1037 | IS 13450 (Part 2/Sec 10):2018IEC 60601-2-10 : 2012 Reviewed In : 2023 | Medical electrical equipment: Part 2 particular requirements for the basic safety and essential performance: Sec 10 nerve and muscle stimulators |  | Identical under dual numbering | 31-07-2018
1038 | IS/ISO 10993-3:2014ISO 10993-3 : 2014 | Biological evaluation of medical devices Part 3 Tests for Genotoxicity, Carcinogenicity and Reproductive toxicity (First Revision) | Methods of tests | Identical under single numbering | 31-10-2018
1039 | IS/ISO/IEEE 11073-10404:2022IS/ISO/IEEE 11073-10404:2022 | Health informatics ï¿½ Device interoperability Part 10404 Personal health device communication ï¿½ Device specialization ï¿½ Pulse oximeter (First Revision) |  | Identical under single numbering | 13-08-2024
1040 | IS/ISO 14971:2019ISO 14971:2019 | Medical devices - Application of risk management to medical devices First Revision | Code of Practice | Identical under single numbering | 31-03-2021
1041 | IS 15732 (Part 2):2019ISO 8600-2 : 2015 | Endoscopes - Medical endoscopes and endotherapy devices: Part 2 particular requirements for rigid bronchoscopes | Product Specification | Identical under dual numbering | 31-03-2019
1042 | IS 15732 (Part 7):2019ISO 8600-7 : 2012 | Endoscopes - Medical endoscopes and endotherapy devices - Part 7: Basic requirements for medical endoscopes of water-resistant type | Product Specification | Identical under dual numbering | 31-03-2019
1043 | IS 23485:2019 Reviewed In : 2024 | Medical devices - Quality management system requirements and essential principles of safety and performance for medical devices | System Standard | Indigenous | 31-03-2019
1044 | IS/ISO 17090-4:2023ISO 17090-4:2020 | Health informatics Public key infrastructure Part 4 Digital signatures for healthcare documents (First Revision) |  | Identical under single numbering | 25-07-2023
1045 | IS/ISO 17090-4:2014ISO 17090-4 : 2014 | Health informatics - Public key infrastructure: Part 4 digital signatures for healthcare documents | Others | Identical under single numbering | 31-03-2019
1046 | IS/ISO/TS 27527:2010ISO/TS 27527 : 2010 | Health informatics - Provider identification | Others | Identical under single numbering | 31-03-2019
1047 | IS/ISO 13175-3:2012ISO 13175-3 : 2012 Reviewed In : 2023 | Implants for surgery - Calcium phosphates Part 3 hydroxyapatite and beta - Tricalcium phosphate bone substitutes | Product Specification | Identical under single numbering | 31-03-2019
1048 | IS/ISO 13779-4:2018ISO 13779-4 : 2018 Reviewed In : 2023 | Implants for surgery - Hydroxyapatite Part 4 determination of coating adhesion strength | Methods of tests | Identical under single numbering | 31-03-2018
1049 | IS/ISO 13779-6:2015ISO 13779-6 : 2015 Reviewed In : 2023 | Implants for surgery - Hydroxyapatite Part 6 powders | Product Specification | Identical under single numbering | 31-03-2019
1050 | IS/ISO/TS 13972:2022ISO 13972:2022 | Health Informatics Clinical information models Characteristics structures and requirements (First Revision) |  | Identical under single numbering | 05-12-2023
1051 | IS/ISO 15309:2013ISO 15309 : 2013 Reviewed In : 2023 | Implants for surgery - Differential scanning calorimetry of poly ether ether ketone (PEEK) polymers and compounds for use in implantable medical devices | Methods of tests | Identical under dual numbering | 31-03-2019
1052 | IS/ISO 16402:2008ISO 16402 : 2008 Reviewed In : 2023 | Implants for surgery - Acrylic resin cement - Flexural fatigue testing of acrylic resin cements used in orthopaedics | Methods of tests | Identical under single numbering | 31-03-2019
1053 | IS 17090 (Part 3):2021ISO 17090-3:2021 | Health informatics Public key infrastructure Part 3 Policy management of certification authority (First Revision) | Others | Identical under single numbering | 29-08-2023
1054 | IS 17090 (Part 3):2008ISO 17090-3 : 2008 | Health Informatics â€” Public Key Infrastructure Part 3 Policy Management of Certification Authority |  | Identical under single numbering | 31-03-2019
1055 | IS/ISO 17090-5:2017ISO 17090-5 : 2017 | Health informatics - Public key infrastructure: Part 5 authentication using healthcare PKI credentials | Others | Identical under single numbering | 31-03-2019
1056 | IS/ISO 21090:2011ISO 21090 : 2011 | Health Informatics â€” Harmonized Data Types for Information Interchange | Others | Identical under single numbering | 31-03-2019
1057 | IS/IEC 61675-2:2015IEC 61675-2 : 2015 | Radionuclide imaging devices - Characteristics and test conditions: Part 2 gamma cameras for planar, whole body, and spect imaging | Product Specification | Identical under single numbering | 31-03-2019
1058 | IS 13450 (Part 2/Sec 2):2024 | Medical electrical equipment Part 2 Particular requirements for basic safety and essential performance Section 2 High frequency surgical equipment and high frequency surgical accessories First revision |  | Modified/Technically Equivalent | 18-07-2024
1059 | IS 13450 (Part 2/Sec 16):2019IEC 60601-2-16 : 2018 | Medical electrical equipment: Part 2 particular requirements for the basic safety and essential performance: Sec 16 haemodialysis, haemodiafiltration and haemofiltration equipment | Product Specification | Identical under dual numbering | 30-04-2019
1060 | IS 13450 (Part 2/Sec 22):2021IEC 60601-2-22:2019 | Medical electrical equipment Part 2 Particular requirements for basic safety and essential performance Section 22 surgical cosmetic therapeutic and diagnostic laser equipment First Revision | Product Specification | Identical under dual numbering | 30-09-2021
1061 | IS 13450 (Part 2/Sec 31):2021IEC 60601-2-31:2020 | Medical Electrical Equipment Part 2 Particular Requirements for the Basic Safety and Essential Performance Section 31 External Cardiac Pacemakers with Internal Power Source First Revision | Product Specification | Identical under dual numbering | 30-09-2021
1062 | IS 13450 (Part 2/Sec 37):2019IEC 60601-2-37 : 2017 | Medical electrical equipment: Part 2 particular requirements for the basic safety and essential performance: Sec 37 ultrasonic medical diagnostic and monitoring equipment | Product Specification | Identical under dual numbering | 30-04-2019
1063 | IS 13450 (Part 2/Sec 39):2019IEC 60601-2-39 : 2018 | Medical electrical equipment: Part 2 particular requirements for the basic safety and essential performance: Sec 39 peritoneal dialysis equipment | Product Specification | Identical under dual numbering | 30-04-2019
1064 | IS 13450 (Part 2/Sec 76):2019IEC 60601-2-76 : 2018 | Medical electrical equipment: Part 2 particular requirements for basic safety and essential performance: Sec 76 low energy ionized gas haemostasis equipment | Product Specification | Identical under dual numbering | 30-04-2019
1065 | IS/IEC 61685:2001IEC 61685 : 2001 | Ultrasonics - Flow measurement systems - Flow test object | Product Specification | Identical under single numbering | 30-04-2019
1066 | IS/IEC 61847:1998IS/IEC 61847 : 1998 | Ultrasonics - Surgical systems - Measurement and declaration of the basic output characteristics | Product Specification | Identical under single numbering | 30-04-2019
1067 | IS/IEC/TR 61948-3:2018IEC TR 61948-3 : 2018 Reviewed In : 2023 | Nuclear medicine instrumentation - Routine tests: Part 3 positron emission tomographs | Methods of tests | Identical under single numbering | 30-04-2018
1068 | IS/ISO 13779-3:2018ISO 13779-3 : 2018 Reviewed In : 2023 | Implants for surgery - Hydroxyapatite Part 3 chemical analysis and characterization of crystallinity and phase purity | Methods of tests | Identical under single numbering | 31-03-2018
1069 | IS/IEC/TS 62556:2014IEC TS 62556 : 2014 | Ultrasonics - Field characterization - Specification and measurement of field parameters for high intensity therapeutic ultrasound (HITU) transducers and systems |  | Identical under single numbering | 30-11-2018
1070 | IS/ISO 80601-2-56):2017ISO 80601-2-56 : 2017 | Medical electrical equipment: Part 2 particular requirements for basic safety and essential performance: Sec 56 clinical thermometers for body temperature measurement | Product Specification | Identical under single numbering | 30-11-2018
1071 | IS/ISO 7153-1:2016ISO 7153-1 : 2016 | Surgical instruments - Materials: Part 1 metals | Product Specification | Identical under single numbering | 31-05-2019
1072 | IS/ISO 7741:1986ISO 7741 : 1986 | Instruments for surgery - Scissors and shears - General requirements and test methods | Product Specification | Identical under single numbering | 31-05-2019
1073 | IS/ISO 14155:2020ISO 14155: 2020 | Clinical investigation of medical devices for human subjects - Good clinical practice |  | Identical under single numbering | 06-12-2023
1074 | IS/ISO 16142-2:2017ISO 16142-2 : 2017 | Medical devices - Recognized essential principles of safety and performance of medical devices: Part 2 General essential principles and additional specific essential principles for all IVD medical devices and guidance on the selection of standards | Safety Standard | Identical under single numbering | 31-05-2019
1075 | IS/ISO/IEEE 11073-10406:2012 | Health informatics - Personal health device communication: Part 10406 device specialization - Basic electrocardiograph (Ecg) (1 - to 3 - Lead ECG) | Others | Identical under single numbering | 31-05-2019
1076 | IS/ISO/IEEE 11073-10407:2022ISO/IEEE 11073-10407:2022 | Health informatics - Device interoperability Part 10407 Personal health device communication - Device specialization - Blood pressure monitor (First Revision) |  | Identical under single numbering | 29-10-2024
1077 | IS/ISO/IEEE 11073-10408:2022ISO/IEEE 11073-10408:2022 | Health informatics ï¿½ Device interoperability Part 10408 Personal health device communication ï¿½ Device specialization ï¿½ Thermometer (First Revision) |  | Identical under dual numbering | 13-08-2024
1078 | IS/ISO/IEEE 11073-10415:2022ISO/IEEE 11073-10415:2022 | Health informatics ï¿½ Device interoperability Part 10415 Personal health device communication ï¿½ Device specialization ï¿½ Weighing scale (First Revision) |  | Identical under single numbering | 13-08-2024
1079 | IS/ISO/IEEE 11073-10417:2017 | Health informatics - Personal health device communication: Part 10417 device specialization - Glucose meter | Others | Identical under single numbering | 31-05-2019
1080 | IS/ISO/IEEE 11073-10418:2014 | Health informatics - Personal health device communication: Part 10418 device specialization: international normalized ratio (INR) monitor | Others | Identical under single numbering | 31-05-2019
1081 | IS/ISO/IEEE 11073-10441:2015 | Health informatics - Personal health device communication: Part 10441 device specialization - Cardiovascular fitness and activity monitor | Others | Identical under single numbering | 31-05-2019
1082 | IS/ISO/IEEE 11073-10471:2010ISO/IEEE 11073-10471 : 2010 | Health informatics - Personal health device communication: Part 10471 device specialization - Independent living activity hub | Others | Identical under single numbering | 31-05-2019
1083 | IS/ISO/IEEE 11073-10472:2012ISO/IEEE 11073-10472 : 2012 | Health informatics - Personal health device communication: Part 10472 device specialization - Medication monitor | Others | Identical under single numbering | 31-05-2019
1084 | IS/ISO 11073-90101:2008IS/ISO/11073-90101 : 2008 | Health informatics - Point-of-care medical device communication: Part 90101 analytical instruments - Point-of-care test | Others | Identical under single numbering | 31-05-2019
1085 | IS 17154:2024 | Battery Operated Motorized Tricycle â€” Specification (First Revision) |  | Indigenous | 09-09-2024
1086 | IS 17155:2025 | Tricycle Single Hand Propelled RightLeft (Junior Size) - Specification (first revision) |  | Indigenous | 30-07-2025
1087 | IS 17155:2019 | Tricycle, single hand propelled (?Right?/?Left?) (?Junior Size?) ? specification | Product Specification | Indigenous | 31-05-2019
1088 | IS 17157:2019 | Multi utility tricycle ? specification |  | Indigenous | 31-05-2019
1089 | IS/ISO/IEEE 11073-10420:2022IS/ISO/IEEE 11073-10420:2022 | Health informatics ï¿½ Device interoperability Part 10420 Personal health device communication ï¿½ Device specialization ï¿½ Body composition analyzer (First Revision) |  | Identical under single numbering | 20-08-2024
1090 | IS/ISO/IEEE 11073-10421:2012ISO/IEEE 11073-10421 : 2012 | Health informatics - Personal health device communication: Part 10421 device specialization - Peak expiratory flow monitor (Peak Flow) | Others | Identical under single numbering | 30-06-2019
1091 | IS/ISO/IEEE 11073-10427:2018ISO/IEEE 11073-10427 : 2018 Reviewed In : 2025 | Health informatics - Personal health device communication: Part 10427 device specialization - Power status monitor of personal health devices | Others | Identical under single numbering | 30-06-2019
1092 | IS 13450 (Part 2/Sec 36):2019IEC 60601-2-36 : 2014 | Medical electrical equipment: Part 2 particular requirements for the basic safety and essential performance: Sec 36 equipment for extra corporeally induced lithotripsy | Product Specification | Identical under dual numbering | 30-06-2019
1093 | IS 17194:2019 | Surgical ankle boot with broad toe (Child And Adult Size) - Specification | Product Specification | Indigenous | 30-06-2019
1094 | IS/ISO 1797:2017ISO 1797 : 2017 Reviewed In : 2022 | Dentistry - Shanks for rotary and oscillating instruments | Product Specification | Identical under single numbering | 30-06-2019
1095 | IS/ISO 10159:2011ISO 10159 : 2011 | Health informatics - Messages and communication - Web access reference manifest | Others | Identical under single numbering | 30-06-2019
1096 | IS/ISO/IEEE 11073-00103:2015ISO/IEEE 11073-00103 : 2015 | Health informatics - Personal health device communication: Part 00103 overview | Others | Identical under single numbering | 30-06-2019
1097 | IS/ISO 22523:2006ISO 22523 : 2006 | External limb prostheses and external orthoses - Requirements and test methods | Product Specification | Identical under single numbering | 30-06-2019
1098 | IS/ISO 22675:201611.040.40 | Prosthetics - Testing of ankle - Foot devices and foot units - Requirements and test methods | Product Specification | Identical under single numbering | 30-06-2019
1099 | IS/ISO 25237:2017IS/ISO 25237 : 2017 | Health informatics - Pseudonymization | Others | Identical under single numbering | 30-06-2019
1100 | IS/IEC 82304-1:2016IEC 82304-1 : 2016 | Health software: Part 1 general requirements for product safety | Others | Identical under single numbering | 30-06-2019
1101 | IS/ISO/IEEE 11073-10424:2019IS/ISO/IEEE 11073-10424 : 2016 | Health informatics - Personal health device communication: Part 10424 device specialization - Sleep apnoea breathing therapy equipment (SABTE) | Others | Identical under single numbering | 31-07-2019
1102 | IS/ISO 7198:2016ISO 7198 : 2016 | Cardiovascular Implants and Extracorporeal Systems Vascular Prostheses Tubular Vascular Grafts and Vascular Patches | Product Specification | Identical under single numbering | 31-08-2019
1103 | IS/ISO 8669-2:1996ISO 8669-2 : 1996 | Urine Collection Bags Part 2 Requirements and Test Methods | Product Specification | Identical under single numbering | 31-08-2019
1104 | IS/ISO/TS 10974:2018ISO TS 10974 : 2018 Reviewed In : 2024 | Assessment of the Safety of Magnetic Resonance Imaging for Patients with an Active Implantable Medical Device | Methods of tests | Identical under single numbering | 31-08-2019
1105 | IS/ISO 12417-1:2015ISO 12417-1 : 2015 | Cardiovascular Implants and Extracorporeal Systems Vascular Device-Drug Combination Products Part 1 General Requirements | Product Specification | Identical under single numbering | 31-08-2019
1106 | IS/ISO 13179-1:2014ISO 13179-1 : 2014 | Implants for Surgery - Plasma Sprayed Unalloyed Titanium Coatings on Metallic Surgical Implants Part 1 General Requirements | Methods of tests | Identical under single numbering | 31-08-2019
1107 | IS 13450 (Part 1/Sec 8):2024 | Medical electrical equipment : Part 1 General requirements for basic safety and essential performance, Section 8 General requirements tests and guidance for alarm systems in medical electrical equipment and medical electrical systems (First Revision) |  | Modified/Technically Equivalent | 07-05-2024
1108 | IS 13450 (Part 1/Sec 10):2024 | Medical electrical equipment : Part 1 General requirements for basic safety and essential performance, Section 10 Requirements for the development of physiologic closed-loop controllers (First Revision) |  | Modified/Technically Equivalent | 07-05-2024
1109 | IS 13450 (Part 2/Sec 8):2019IEC 60601-2-8 : 2015 | Medical Electrical Equipment Part 2 Particular Requirements for the Basic Safety and Essential Performance Section 8 Therapeutic X-ray equipment operating in the range 10 kV to 1 MV | Product Specification | Identical under dual numbering | 31-08-2019
1110 | IS 13450 (Part 2/Sec 34):2019IEC 60601-2-34 : 2011 | Medical Electrical Equipment Part 2 Particular Requirements for the Basic Safety and Essential Performance Section 34 Invasive blood pressure monitoring equipment | Product Specification | Identical under dual numbering | 31-08-2019
1111 | IS/ISO 15675:2016ISO 15675 : 2016 | Cardiovascular Implants and Artificial Organs Cardiopulmonary Bypass Systems Arterial Blood Line Filters | Product Specification | Identical under single numbering | 31-08-2019
1112 | IS/ISO 18241:2016ISO 18241 : 2016 | Cardiovascular Implants and Extracorporeal Systems Cardiopulmonary Bypass Systems Venous Bubble Traps | Product Specification | Identical under single numbering | 31-08-2019
1113 | IS/ISO 18242:2016ISO 18242 : 2016 | Cardiovascular Implants and Extracorporeal Systems Centrifugal Blood Pumps | Product Specification | Identical under single numbering | 31-08-2019
1114 | IS/ISO/IEEE 11073-10442:2015ISO/IEEE 11073-10442 : 2015 | Health Informatics â€” Personal Health Device Communication Part 10442 Device Specialization â€” Strength Fitness Equipment | Others | Identical under single numbering | 31-05-2019
1115 | IS/ISO 11138-1:2017ISO 11138-1 : 2017 | Sterilization of Health Care Products â€• Biological Indicators Part 1 General Requirements | Product Specification | Identical under single numbering | 31-10-2019
1116 | IS/ISO 11138-2:2017ISO 11138-2 : 2017 | Sterilization of Health Care Products â€• Biological Indicators Part 2 Biological Indicators for Ethylene Oxide Sterilization Processes | Product Specification | Identical under single numbering | 31-10-2019
1117 | IS/ISO 11138-3:2017ISO 11138-3 : 2017 | Sterilization of Healthcare Products â€• Biological Indicators Part 3 Biological Indicators for Moist Heat Sterilization Processes | Product Specification | Identical under single numbering | 31-10-2019
1118 | IS/ISO 11138-4:2017ISO 11138-4 : 2017 | Sterilization of Health Care Products â€• Biological Indicators Part 4 Biological Indicators for Dry Heat Sterilization Processes | Product Specification | Identical under single numbering | 31-10-2019
1119 | IS/ISO 11138-5:2017ISO 11138-5 : 2017 | Sterilization of Health Care Products â€• Biological Indicators Part 5 Biological Indicators for Low-Temperature Steam and Formaldehyde Sterilization Processes | Product Specification | Identical under single numbering | 31-10-2019
1120 | IS/ISO 1135-4:2015ISO 1135-4 : 2015 | Transfusion Equipment for Medical Use Part 4 Transfusion Sets for Single use, Gravity Feed | Product Specification | Identical under single numbering | 31-10-2019
1121 | IS/ISO 80369-7:2016ISO 80369-7 : 2016 | Small-Bore Connectors for Liquids and Gases in Healthcare Applications Part 7 Connectors for Intravascular or Hypodermic Applications | Product Specification | Identical under single numbering | 31-10-2019
1122 | IS/ISO 15190:2003ISO 15190 : 2003 | Medical Laboratories - Requirements for Safety | Code of Practice | Identical under single numbering | 30-11-2019
1123 | IS/ISO 15198:2004ISO 15198 : 2004 | Clinical Laboratory Medicine - In vitro Diagnostic Medical Devices - Validation of User Quality Control Procedures by the Manufacturer | Code of Practice | Identical under single numbering | 30-11-2019
1124 | IS/ISO/TS 20658:2023ISO 20658: 2023 | Requirements for the collection and transport of samples for medical laboratory examinations (First Revision) |  | Identical under single numbering | 19-07-2024
1125 | IS/ISO 20776-1:2019ISO 20776-1 : 2019 | Susceptibility Testing of Infectious Agents and Evaluation of Performance of Antimicrobial Susceptibility Test Devices Part 1 Broth Micro-Dilution Reference Method for Testing the in vitro Activity of Antimicrobial Agents Against Rapidly Growing Aerobic Bacteria Involved in Infectious Diseases | Methods of tests | Identical under single numbering | 30-11-2019
1126 | IS/ISO 20776-2:2021ISO 20776-2: 2021 | Clinical Laboratory Testing and In Vitro Diagnostic Test Systems â€” Susceptibility Testing of Infectious Agents and Evaluation of Performance of Antimicrobial Susceptibility Test Devices Part 2 Evaluation of Performance of Antimicrobial Susceptibility Test Devices Against Reference Broth Micro-Dilution (First Revision) |  | Identical under single numbering | 26-07-2024
1127 | IS/ISO/TS 22367:2008ISO/TS 22367 : 2008 | Medical Laboratories - Reduction of Error through Risk Management and Continual Improvement | System Standard | Identical under single numbering | 30-11-2019
1128 | IS/IEC/TR 62366-2:2016IEC 62366-2 : 2016 Reviewed In : 2026 | Medical devices Part 2 Guidance on the Application of Usability Engineering to Medical Devices | Code of Practice | Identical under single numbering | 30-11-2019
1129 | IS/ISO/TR 80002-2:2017ISO/TR 80002-2 : 2017 Reviewed In : 2022 | Medical Device Software Part 2 Validation of Software for Medical Device Quality Systems | Code of Practice | Identical under single numbering | 30-11-2019
1130 | IS/ISO 15195:2018ISO 15195 : 2018 Reviewed In : 2024 | Laboratory Medicine - Requirements for the Competence of Calibration Laboratories Using Reference Measurement Procedures | Methods of tests | Identical under single numbering | 30-11-2019
1131 | IS/ISO 80369-1:2018ISO 80369-1 : 2018 Reviewed In : 2024 | Small-Bore Connectors for Liquids and Gases in Healthcare Applications Part 1 General Requirements | Product Specification | Identical under single numbering | 30-11-2019
1132 | IS/ISO/TR 10993-22:2017ISO/TR 10993-22 : 2017 | Biological Evaluation of Medical Devices Part 22 Guidance on Nanomaterials | Methods of tests | Identical under single numbering | 31-12-2019
1133 | IS/ISO 11418-7:2016ISO 11418-7 : 2016 | Containers and Accessories for Pharmaceutical Preparations Part 7 Screw-Neck Vials Made of Glass Tubing for Liquid Dosage Forms | Product Specification | Identical under single numbering | 31-01-2020
1134 | IS/ISO 11137-3:2017ISO 11137-3 : 2017 | Sterilization of Health Care Products â€• Radiation Part 3 Guidance on Dosimetric Aspects of Development, Validation and Routine Control | Others | Identical under single numbering | 31-01-2020
1135 | IS/ISO 11418-1:2016ISO 11418-1 : 2016 | Containers and Accessories for Pharmaceutical Preparations Part 1 Drop-Dispensing Glass | Product Specification | Identical under single numbering | 31-01-2020
1136 | IS/ISO 11418-2:2016ISO 11418-2 : 2016 | Containers and Accessories for Pharmaceutical Preparations Part 2 Screw-Neck Glass Bottles for Syrups | Product Specification | Identical under single numbering | 31-01-2020
1137 | IS/ISO 11418-3:2016ISO 11418-3 : 2016 | Containers and Accessories for Pharmaceutical Preparations Part 3 Screw-Neck Glass Bottles ( Veral ) for Solid and Liquid Dosage Forms | Product Specification | Identical under single numbering | 31-01-2020
1138 | IS/ISO 11418-5:2015ISO 11418-5 : 2015 | Containers and Accessories for Pharmaceutical Preparations Part 5 Dropper Assemblies | Product Specification | Identical under single numbering | 31-01-2020
1139 | IS/ISO 15378:2017IS/ISO 15378 : 2017 | Primary Packaging Materials for Medicinal Products â€” Particular Requirements for the Application of ISO 9001 : 2015, with Reference to Good Manufacturing Practice ( GMP ) | Code of Practice | Identical under single numbering | 31-01-2020
1140 | IS/IEC 80601-2-59):2017IEC 80601-2-59 : 2017 | Medical Electrical Equipment Part 2 Particular Requirements for the Basic Safety and Essential Performance Section 59 Screening thermographs for human febrile temperature screening | Methods of tests | Identical under dual numbering | 30-04-2020
1141 | IS/ISO/IEEE 11073-10101:2004ICS 01.040.35; 35.240.80 Reviewed In : 2023 | Health Informatics - Point-of-Care Medical Device Communication Part 10101 Nomenclature | Terminology | Identical under single numbering | 30-09-2018
1142 | IS/ISO/IEEE 11073-20601:2022ISO/IEEE 11073-20601:2022 | Health informatics ï¿½ Device interoperability Part 20601 Personal health device communication ï¿½ Application profile ï¿½ Optimized exchange protocol (First Revision) |  | Identical under single numbering | 13-08-2024
1143 | IS/ISO 21549-1:2013ISO 21549-1 : 2013 Reviewed In : 2023 | Health Informatics â€” Patient Healthcard Data Part 1 General Structure | Others | Identical under dual numbering | 31-05-2018
1144 | IS/ISO/IEEE 11073-30200:2004ISO/IEEE 11073-30200 : 2004 | Health Informatics â€” Point-of-Care Medical Device Communication Part 30200 Transport Profile â€” Cable Connected | Others | Identical under dual numbering | 30-09-2018
1145 | IS/ISO 13940:2015ISO 13940 : 2015 | Health Informatics â€” System of Concepts to Support Continuity of Care | Others | Identical under single numbering | 31-03-2019
1146 | IS/ISO 21549-4:2014ISO 21549-4 : 2014 Reviewed In : 2023 | Health Informatics â€” Patient Health Card Data Part 4 Extended Clinical Data | Others | Identical under dual numbering | 31-05-2018
1147 | IS/ISO/TS 20660:2019ISO/TS 20660 : 2019 | Nanotechnologies Antibacterial Silver Nanoparticles Specification of Characteristics and Measurement Methods | Methods of tests | Identical under single numbering | 30-06-2020
1148 | IS 13450 (Part 2/Sec 46):2025 | Medical Electrical Equipment Part 2 Particular Requirements for Basic Safety and Essential Performance Section 46 Operating tables IEC 60601-2-46: 2023 MOD First Revision |  | Modified/Technically Equivalent | 30-07-2025
1149 | IS 13450 (Part 2/Sec 46):2020IEC 60601-2-46 : 2016 | Medical Electrical Equipment Part 2 Particular Requirements for the Basic Safety and Essential Performance Section 46 Operating tables | Product Specification | Modified/Technically Equivalent | 31-03-2020
1150 | IS 13450 (Part 2/Sec 52):2020IEC 60601-2-52 : 2015 Reviewed In : 2025 | Medical Electrical Equipment Part 2 Particular Requirements for the Basic Safety and Essential Performance Section 52 Medical beds | Product Specification | Identical under dual numbering | 31-03-2020
1151 | IS 13450 (Part 2/Sec 68):2020IEC 60601-2-28 : 2014 | Medical Electrical Equipment Part 2 Particular Requirements for the Basic Safety and Essential Performance Section 68 X-ray-based image-guided radiotherapy equipment for use with electron accelerators, light ion beam therapy equipment and radionuclide beam therapy equipment | Product Specification | Identical under dual numbering | 31-03-2020
1152 | IS/IEC 62563-1:2016IEC 62563-1 : 2016 | Medical Electrical Equipment â€” Medical Image Display System Part 1 Evaluation Method |  |  | 31-03-2020
1153 | IS 17426:2020 | ICU Ventilators for use in COVID-19 - Specification | Product Specification | Indigenous | 30-06-2020
1154 | IS 13450 (Part 2/Sec 40):2020IEC 60601-2-40 : 2016 | Medical Electrical Equipment Part 2 Particular Requirements for the Basic Safety and Essential Performance Section 40 Electromyographs and evoked response equipment | Product Specification | Identical under dual numbering | 31-03-2020
1155 | IS/ISO/IEEE 11073-10102:2014ISO/IEEE 11073-10102 : 2014 | Health Informatics â€” Point-of-care Medical Device Communication Part 10102 Nomenclature â€” Annotated ECG | Others | Identical under single numbering | 30-06-2020
1156 | IS/ISO/IEEE 11073-10103:2014ISO/IEEE 11073-10103 : 2014 | Health Informatics â€” Point-of-Care Medical Device Communication Part 10103 Nomenclature â€” Implantable Device, Cardiac | Others | Identical under single numbering | 30-06-2020
1157 | IS/ISO/IEEE 11073-20702:2018ISO/IEEE 11073-20702 | Health Informatics â€” Point-of-Care Medical Device Communication Part 20702 Medical Devices Communication Profile for Web Services | Others | Identical under single numbering | 30-06-2020
1158 | IS 17407:2020 | Digital Otoscope — Handheld Type | Product Specification | Indigenous | 30-06-2020
1159 | IS/ISO/TS 17975:2022ISO/TS 17975:2022 | Health Informatics Principles and data requirements for consent in the collection use or disclosure of personal health information First Revision |  | Identical under single numbering | 05-12-2023
1160 | IS/IEC 62220-1-1):2015IEC 62220-1-1 : 2015 | Medical Electrical Equipment â€” Characteristics of Digital X-ray Imaging Devices Part 1-1 Determination of the Detective Quantum Efficiency â€” Detectors Used in Radiographic Imaging | Methods of tests | Identical under single numbering | 30-11-2018
1161 | IS/ISO 8637-1:2017 | Extracorporeal Systems for Blood Purification Part 1 Haemodialysers, Haemodiafilters, Haemofilters and Haemoconcentrators | Product Specification | Identical under single numbering | 31-07-2020
1162 | IS/ISO 8637-2:2018ISO 8637-2 : 2018 | Extracorporeal Systems for Blood Purification Part 2 Extracorporeal Blood Circuit for Haemodialysers, Haemodiafilters and Haemofilters | Product Specification | Identical under single numbering | 31-07-2020
1163 | IS/ISO 8637-3:2018ISO 5840-3 : 2018 | Extracorporeal Systems for Blood Purification Part 3 Plasmafilters | Product Specification | Identical under single numbering | 31-07-2020
1164 | IS/ISO 10139-1:2018ISO 10139-1 : 2018 | Dentistry â€” Soft Lining Materials for Removable Dentures Part 1 Materials for Short-term Use | Product Specification | Identical under single numbering | 31-07-2020
1165 | IS/ISO 10139-2:2016ISO 10139-2 : 2016 Reviewed In : 2024 | Dentistry â€” Soft Lining Materials for Removable Dentures Part 2 Materials for Long-term Use | Product Specification | Identical under single numbering | 31-07-2020
1166 | IS/ISO 11953:2010ISO 11953 : 2010 Reviewed In : 2024 | Dentistry â€” Implants â€” Clinical performance of Hand Torque Instruments | Methods of tests | Identical under single numbering | 31-07-2020
1167 | IS/ISO 14801:2016ISO 14801 : 2016 Reviewed In : 2024 | Dentistry â€” Implants â€” Dynamic Loading Test for Endosseous Dental Implants | Methods of tests | Identical under single numbering | 31-07-2020
1168 | IS/ISO 21549-2:2014ISO 21549-2 : 2014 Reviewed In : 2023 | Health Informatics â€” Patient Healthcard Data Part 2 Common objects |  |  | 31-05-2018
1169 | IS/ISO/IEEE 11073-10207:2019ISO/IEEE 11073-10207 : 2019 | Health Informatics â€” Personal Health Device Communication Part 10207 Domain Information and Service Model for Service-Oriented Point-of Care Medical Device Communication | Others | Identical under single numbering | 30-09-2020
1170 | IS/ISO 11249:2018ISO 11249 : 2018 | Copper-Bearing Intrauterine Contraceptive Devices â€” Guidance on the Design, Execution, Analysis and Interpretation of Clinical Studies | Code of Practice | Identical under single numbering | 30-09-2020
1171 | IS 13450 (Part 1/Sec 6):2024 | Medical electrical equipment : Part 1 General requirements for basic safety and essential performance, Section 6 Usability (First revision) |  | Modified/Technically Equivalent | 07-05-2024
1172 | IS 13450 (Part 1/Sec 11):2024 | Medical electrical equipment : Part 1 General requirements for basic safety and essential performance , Section 11 Requirements for medical electrical equipment and medical electrical systems used in the home healthcare environment (First Revison) |  | Modified/Technically Equivalent | 07-05-2024
1173 | IS/IEC 80601-2-35):2009IEC 80601-2-35 : 2009 | Medical Electrical Equipment Part 2 Particular Requirements for the Basic Safety and Essential Performance Section 35 Heating devices using blankets, pads or mattresses and intended for heating in medical use | Product Specification | Identical under single numbering | 30-09-2020
1174 | IS/ISO 17511:2020ISO 17511 : 2020 | In Vitro Diagnostic Medical Devices - Requirements for Establishing Metrological Traceability of Values Assigned to Calibrators, Trueness Control Materials and Human Samples | Methods of tests | Identical under single numbering | 30-11-2020
1175 | IS 13450 (Part 2/Sec 41):2025 | Medical Electrical Equipment Part 2 Particular Requirements for Basic Safety and Essential Performance Section 41 Surgical luminaires and luminaires for diagnosis IEC 60601-2-41: 2021 MOD First Revision |  | Modified/Technically Equivalent | 30-07-2025
1176 | IS 13450 (Part 2/Sec 41):2020IEC 60601-2-41 : 2009 Reviewed In : 2025 | Medical Electrical Equipment Part 2 Particular Requirements for Basic Safety and Essential Performance Section 41 Surgical luminaires and luminaires for diagnosis | Product Specification | Modified/Technically Equivalent | 31-12-2020
1177 | IS/IEC 61217:2011IEC 61217 : 2011 | Radiotherapy Equipment - Coordinates, Movements and Scales | Dimensions | Identical under single numbering | 31-12-2020
1178 | IS/ISO 9583:1993ISO 9583 : 1993 Reviewed In : 2026 | lmplants for Surgery - Non-Destructive Testing - Liquid Penetrant Inspection of Metallic Surgical Implants | Methods of tests | Identical under single numbering | 31-01-2021
1179 | IS/ISO 9584:2021ISO 9584 : 1993 | Implants for Surgery - Non-Destructive Testing - Radiographic Examination of Cast Metallic Surgical Implants | Methods of tests | Identical under single numbering | 31-01-2021
1180 | IS/ISO/TR 14283:2018ISO/TR 14283 : 2018 Reviewed In : 2026 | Implants for Surgery - Essential Principles of Safety and Performance | Safety Standard | Identical under single numbering | 31-01-2021
1181 | IS/ISO 19227:2018ISO 19227 : 2018 Reviewed In : 2026 | Implants for Surgery - Cleanliness of Orthopedic Implants - General Requirements | Code of Practice | Identical under single numbering | 31-01-2021
1182 | IS/ISO 27427:2013 Reviewed In : 2021 | Anaesthetic and Respiratory Equipment - Nebulizing Systems and Components | Product Specification | Identical under single numbering | 31-01-2021
1183 | IS/ISO 11986:2017ISO 11986:2018 | Ophthalmic optics Contact lenses and contact lens care products Determination of preservative uptake and release | Code of Practice | Identical under single numbering | 28-02-2021
1184 | IS 11040 (Part 1):2015ISO 11040-1 : 2015 | Prefilled syringes Part 1 : Glass cylinders for dental local anaesthetic cartridges | Product Specification | Identical under single numbering | 28-02-2021
1185 | IS/ISO 17327-1:2018Reviewed In : 2026 | Non-active surgical implants - Implant coating Part 1 General requirements | Methods of tests | Identical under single numbering | 31-01-2021
1186 | IS/ISO 11040-4:2015ISO 11040-4 : 2015 | Prefilled syringes Part 4 Glass barrels for injectables and sterilized subassembled syringes ready for filling | Product Specification | Identical under single numbering | 28-02-2021
1187 | IS 17535:2021 | Grossing Station Automated Specification | Product Specification | Indigenous | 30-04-2021
1188 | IS 17534:2021 | Embalming Machine Specification | Product Specification | Indigenous | 30-04-2021
1189 | IS 17533:2021 | Paraffin Dispenser | Product Specification | Indigenous | 30-04-2021
1190 | IS 17543:2021 | Basic Requirements for Tissue Embedding station | Product Specification | Indigenous | 30-04-2021
1191 | IS/ISO 11615:2017ISO 11615 : 2017 | Health Informatics Identification of Medicinal Products Data Elements and Structures for the Unique Identification and Exchange of Regulated Medicinal Product Information | Others | Identical under single numbering | 31-10-2018
1192 | IS/ISO 6360-5:2007ISO 6360-5:2007 | Dentistry Number coding system for rotary instruments Part 5: Specific characteristics of root-canal instruments | Code of Practice | Identical under single numbering | 30-06-2021
1193 | IS/ISO 7786:2001ISO 7786:2001 | Dental rotary instruments Laboratory abrasive instruments | Product Specification | Identical under single numbering | 30-06-2021
1194 | IS/ISO 17304:2013ISO 17304:2013 | Dentistry Polymerization shrinkage: Method for determination of polymerization shrinkage of polymer-based restorative materials | Methods of tests | Identical under single numbering | 30-06-2021
1195 | IS/IEC 62220-1-3:2008IEC 62220-1-3:2008Reviewed In : 2023 | Medical electrical equipment-characteristics of digital X-ray imaging devices – Part:1-3 Determination of the detective quantum efficiency - Detectors used in dynamic imaging | Methods of tests | Identical under dual numbering | 31-03-2018
1196 | IS/IEC 61331-1:2014IEC 61331-1 : 2014 Reviewed In : 2024 | PROTECTIVE DEVICES AGAINST DIAGNOSTIC MEDICAL X-RADIATION PART 1: DETERMINATION OF ATTENUATION PROPERTIES OF MATERIALS | Methods of tests | Identical under dual numbering | 31-07-2018
1197 | IS/IEC 61331-3:2014IEC 61331-3 : 2014 | PROTECTIVE DEVICES AGAINST DIAGNOSTIC MEDICAL X-RADIATION PART 3: PROTECTIVE CLOTHING, EYEWEAR AND PROTECTIVE PATIENT SHIELDS | Product Specification | Identical under dual numbering | 31-10-2018
1198 | IS/IEC 60335-2-27):2009IEC 60335-2-27 : 200 | Household and Similar Electrical Appliances Safety Part 2-27 Particular Requirements for Appliances for Skin Exposure to Optical Radiation | Product Specification | Identical under single numbering | 30-11-2018
1199 | IS/ISO 10451:2010ISO 10451:2010 | Dentistry Contents of technical file for dental implant systems | Code of Practice | Identical under single numbering | 30-06-2021
1200 | IS/ISO 21549-3:2014ISO 21549-3:2014Reviewed In : 2023 | Health Informatics -- Patient Healthcard Data -- Part 3: Limited Clinical Data | Others | Identical under dual numbering | 31-05-2018
1201 | IS/ISO 13397-1:1995ISO 13397-1:1995Reviewed In : 2024 | Periodontal curettes dental scalers and excavators Part 1: General requirements | Product Specification | Identical under single numbering | 30-06-2021
1202 | IS/ISO/TR 15599:2002ISO/TR 15599:2002 | Digital codification of dental laboratory procedures | Code of Practice | Identical under single numbering | 30-06-2021
1203 | IS/ISO 16954:2015ISO 16954:2015 | Dentistry Test methods for dental unit waterline biofilm treatment | Methods of tests | Identical under single numbering | 30-06-2021
1204 | IS/ISO 17937:2015ISO 17937:2015 | Dentistry Osteotome | Product Specification | Identical under single numbering | 30-06-2021
1205 | IS/ISO 21672-1:2012ISO 21672-1:2012 | Dentistry Periodontal probes Part 1: General requirements | Product Specification | Identical under single numbering | 30-06-2021
1206 | IS/ISO 27020:2019ISO 27020:2010 | Dentistry Brackets and tubes for use in orthodontics | Product Specification | Identical under single numbering | 30-06-2021
1207 | IS/ISO 27020:2019ISO 27020:2010 | Dentistry Brackets and tubes for use in orthodontics | Code of Practice | Identical under single numbering | 30-06-2021
1208 | IS/ISO 19023:2018ISO 19023:2018 | Dentistry Orthodontic anchor screws | Product Specification | Identical under single numbering | 30-06-2021
1209 | IS 17587:2021 | Specification for Pedal operated resuscitator | Product Specification | Indigenous | 31-08-2021
1210 | IS/ISO 19490:2017ISO 19490:2017Reviewed In : 2024 | Dentistry Sinus membrane elevator | Product Specification | Identical under single numbering | 31-08-2021
1211 | IS/ISO 18250-1:2018ISO 18250-1:2018 | Medical devices - Connectors for reservoir delivery systems for healthcare applications - Part 1 General requirements and common test methods | Product Specification | Identical under single numbering | 31-08-2021
1212 | IS/ISO 18250-6:2019ISO 18250-6:2019 | Medical devices - Connectors for reservoir delivery systems for healthcare applications - Part 6 Neural Applications | Product Specification | Identical under single numbering | 31-08-2021
1213 | IS/ISO 18250-3:2018ISO 18250-3:2018 | Medical devices - Connectors for reservoir delivery systems for healthcare applications - Part 3 Enteral Applications | Product Specification | Identical under single numbering | 31-08-2021
1214 | IS/ISO 18250-7:2018ISO 18250-7:2018 | Medical devices - Connectors for reservoir delivery systems for healthcare applications - Part 7 Connectors for intravascular infusion | Product Specification | Identical under single numbering | 31-08-2021
1215 | IS 17584:2021 | Specification for Dissection Table | Product Specification | Indigenous | 31-08-2021
1216 | IS 17625 (Part 2/Sec 69):2021ISO 80601-2-69 : 2020 | Medical Electrical Equipment Part 2 Particular Requirements for Basic Safety and Essential Performance Section 69 Oxygen Concentrator Equipment | Product Specification | Identical under dual numbering | 31-07-2021
1217 | IS/ISO/TS 10993-20:2006ISO/TS 10993-20:2006 | Biological evaluation of medical devices Part 20 Principles and methods for immunotoxicology testing of medical devices | Methods of tests | Identical under single numbering | 31-07-2021
1218 | IS/ISO 10993-2:2006ISO 10993-2:2006 | Biological Evaluation of Medical Devices Part 2 Animal Welfare Requirements (First Revision) | Methods of tests | Identical under single numbering | 31-08-2021
1219 | IS/ISO 13408-2:2018ISO 13408-2:2018 | Aseptic processing of health care products Part 2 Sterilizing filtration | Code of Practice | Identical under single numbering | 30-09-2021
1220 | IS/ISO 26782:2009ISO 26782:2009 | Anaesthetic and respiratory equipment Spirometers intended for the measurement of time forced expired volumes in humans | Product Specification | Identical under single numbering | 30-09-2021
1221 | IS 17692:2021ISO 16038:2017 | Male condoms Guidance on the use of IS ISO 4074 and IS ISO 23409 in the quality management of condoms | Code of Practice | Identical under dual numbering | 30-09-2021
1222 | IS/ISO 18250-8:2018ISO 18250-8:2018 | Medical devices - Connectors for reservoir delivery systems for healthcare applications - Part 8 Citrate-based anticoagulant solution for apheresis applications | Product Specification | Identical under single numbering | 30-09-2021
1223 | IS/ISO 29943-1:2017ISO 29943-1:2017 | Condoms Guidance on clinical studies Part 1: Male condoms clinical function studies based on self-reports | Code of Practice | Identical under single numbering | 30-09-2021
1224 | IS/ISO 29943-2:2017ISO 29943-2:2017 | Condoms Guidance on clinical studies Part 2: Female condoms clinical function studies based on self-reports | Code of Practice | Identical under single numbering | 30-09-2021
1225 | IS/IEC 60580:2019IEC 60580:2019 | Medical electrical equipment Dose area product meters | Product Specification | Identical under single numbering | 30-09-2021
1226 | IS/IEC 61676:2002IEC 61676:2002 | Medical electrical equipment Dosimetric instruments used for non-invasive measurement of X-ray tube voltage in diagnostic radiology | Methods of tests | Identical under single numbering | 30-09-2021
1227 | IS/IEC 62083:2009IEC 62083:2009 | Medical electrical equipment Requirements for the safety of radiotherapy treatment planning systems | Safety Standard | Identical under single numbering | 30-09-2021
1228 | IS/IEC 80369-6:2016ISO 80369-6:2016 | Small bore connectors for liquids and gases in healthcare applications Part 6 Connectors for neuraxial applications | Product Specification | Identical under single numbering | 30-09-2021
1229 | IS/IEC 80369-5:2016IEC 80369-5:2016 | Small-bore connectors for liquids and gases in healthcare applications Part 5 Connectors for limb cuff inflation applications | Product Specification | Identical under single numbering | 30-09-2021
1230 | IS/ISO 14937:2009ISO 14937:2009 | Sterilization of health care products General requirements for characterization of a sterilizing agent and the development validation and routine control of a sterilization process for medical devices | Code of Practice | Identical under single numbering | 30-09-2021
1231 | IS/ISO 81060-2:2018ISO 81060-2:2018 | Non-invasive sphygmomanometers - Part 2: Clinical investigation of intermittent automated measurement type | Methods of tests | Identical under single numbering | 30-09-2021
1232 | IS/ISO 10993-14:2001ISO 10993-14:2001 | Biological evaluation of medical devices Part 14 Identification and quantification of degradation products from ceramics | Methods of tests | Identical under single numbering | 31-08-2021
1233 | IS/ISO 11040-2:2011ISO 11040-2:2011 | Prefilled syringes Part 2 Plunger stoppers for dental local anaesthetic cartridges | Product Specification | Identical under single numbering | 30-09-2021
1234 | IS/ISO 11040-3:2012ISO 11040-3:2012 | Prefilled syringes Part 3 Seals for dental local anaesthetic cartridges | Product Specification | Identical under single numbering | 30-09-2021
1235 | IS/IEC 80601-2-58):2016IEC 80601-2-58:2016 | Medical electrical equipment Part 2 Particular requirements for the basic safety and essential performance Section 58 Lens removal devices and vitrectomy devices for ophthalmic surgery | Product Specification | Identical under single numbering | 30-09-2021
1236 | IS/ISO 1135-3:2016ISO 1135-3:2016 | Transfusion equipment for medical use Part 3 Blood-taking sets for single use | Product Specification | Identical under single numbering | 30-09-2021
1237 | IS/ISO 8536-4:2019ISO 8536-4:2019 | Infusion equipment for medical use Part 4: Infusion sets for single use gravity feed | Product Specification | Identical under single numbering | 30-09-2021
1238 | IS/ISO 13926-1:2018ISO 13926-1:2018 | Pen systems Part 1 Glass cylinders for pen-injectors for medical use | Product Specification | Identical under single numbering | 30-09-2021
1239 | IS/ISO 13926-2:2017ISO 13926-2:2017 | Pen systems Part 2 Plunger stoppers for pen-injectors for medical use | Product Specification | Identical under single numbering | 30-09-2021
1240 | IS/IEC 80601-2-49):2018IEC 80601-2-49:2018 | Medical electrical equipment Part 2- Particular requirements for basic safety and essential performance- Sec 49 Multifunction patient monitors | Product Specification | Identical under single numbering | 30-09-2021
1241 | IS 17646 (Part 1):2021ISO 23500-1 : 2019 | Preparation and quality management of fluids for haemodialysis and related therapies : Part 1 General requirements | Code of Practice | Identical under dual numbering | 30-09-2021
1242 | IS 17646 (Part 2):2021IS/ISO 23500-2 : 2019 | Preparation and quality management of fluids for haemodialysis and related therapies Part 2 Water treatment equipment for haemodialysis applications and related therapies | Code of Practice | Identical under dual numbering | 30-09-2021
1243 | IS 17646 (Part 3):2021ISO 23500-3 : 2019 | Preparation and quality management of fluids for haemodialysis and related therapies Part 3 Water for haemodialysis and related therapies | Code of Practice | Identical under dual numbering | 30-09-2021
1244 | IS 17646 (Part 4):2021ISO 23500-4 : 2019 | Preparation and quality management of fluids for haemodialysis and related therapies Part 4 Concentrates for haemodialysis and related therapies | Code of Practice | Identical under dual numbering | 30-09-2021
1245 | IS 17646 (Part 5):2021ISO 23500-5 : 2019 | Preparation and quality management of fluids for haemodialysis and related therapies Part 5 Quality of dialysis fluid for haemodialysis and related therapies | Code of Practice | Identical under dual numbering | 30-09-2021
1246 | IS/ISO 21672-2:2012ISO 21672-2:2012 | Dentistry Periodontal probes Part 2: Designation | Terminology | Identical under single numbering | 30-09-2021
1247 | IS/ISO 22442-3:2007ISO 22442-3:2007 | Medical Devices Utilizing Animal Tissues and their Derivatives Part 3 Validation of the Elimination and/or Inactivation of Viruses and Transmissible Spongiform Encephalopathy (TSE) Agents | System Standard | Identical under single numbering | 31-08-2021
1248 | IS 17589:2021 | Specification for Water Packs for use as ice-packs, cool-packs and warm-packs, Requirements and Test methods | Product Specification | Indigenous | 30-11-2021
1249 | IS 17700:2021ISO 14457:2017 | Dentistry Handpieces and motors | Product Specification | Identical under single numbering | 30-11-2021
1250 | IS 17694:2021ISO 6874: 2015 | Dentistry Polymer-based pit and fissure sealants | Product Specification | Identical under single numbering | 30-11-2021
1251 | IS 17696:2021ISO 13116:2014 | Dentistry- Test Method for Determining Radio-Opacity of Materials | Methods of tests | Identical under dual numbering | 30-11-2021
1252 | IS 17697:2021ISO 22794:2007 | Dentistry- Implantable materials for bone filling and augmentation in oral and maxillofacial surgery Contents of a technical file | Product Specification | Identical under dual numbering | 30-11-2021
1253 | IS 17698:2021ISO 22803:2004 | Dentistry- Membrane materials for guided tissue regeneration in oral and maxillofacial surgery Contents of a technical file | Code of Practice | Identical under dual numbering | 30-11-2021
1254 | IS 17701:2021ISO 28158: 2018 | Dentistry — Polymer-Based Luting Materials Containing Adhesive Components | Product Specification | Identical under dual numbering | 30-11-2021
1255 | IS 17705:2021ISO 29022:2013 | Dentistry- Adhesion Notched edge shear bond strength test | Methods of tests | Identical under dual numbering | 30-11-2021
1256 | IS 6116 (Part 1):20217494-1:2018 | Dentistry Stationary dental units and dental patient chairs Part 1: General requirements | Product Specification | Identical under dual numbering | 30-11-2021
1257 | IS/ISO 6360-1:2004ISO 6360-1:2004 | Dentistry -- Number coding system for rotary instruments -- Part 1: General characteristics | Code of Practice | Identical under dual numbering | 30-09-2021
1258 | IS 17708:2021ISO/TS 23810:2018 | Cardiovascular implants and artificial organs Checklists for use of extracorporeal circulation equipment | Code of Practice | Identical under single numbering | 30-11-2021
1259 | IS 17711:2021ISO 21973:2020 | Biotechnology General requirements for transportation of cells for therapeutic use | Process Specification | Identical under dual numbering | 30-11-2021
1260 | IS 17712 (Part 2):2021ISO 5841-2:2014 | Implants for surgery Cardiac pacemakers Part 2: Reporting of clinical performance of populations of pulse generators or leads | Code of Practice | Identical under dual numbering | 30-11-2021
1261 | IS 17746:2021 | Active implantable medical devices Four-pole connector system for implantable cardiac rhythm management devices Dimensional and test requirements | Product Specification | Modified/Technically Equivalent | 30-11-2021
1262 | IS 17702:2021ISO 28158: 2018 | Dentistry- Integrated dental floss and handles | Methods of tests | Identical under dual numbering | 30-11-2021
1263 | IS/ISO 8536-1:2011ISO 8536-1:2011 | Infusion equipment for medical use Part 1 Infusion glass bottles | Product Specification | Identical under dual numbering | 30-11-2021
1264 | IS 17547:2021 | Specification for Vaccine Freezer or Combined Vaccine Freezer and Water-Pack Freezer: Compression Cycle, General Requirements and Testing Methods | Product Specification | Indigenous | 30-11-2021
1265 | IS 17588:2021 | Specification for Cold Box — General requirements and Test methods | Product Specification | Indigenous | 30-11-2021
1266 | IS 17703:2021ISO 9997:2020 | Dentistry- Cartridge syringes | Product Specification | Identical under dual numbering | 30-11-2021
1267 | IS 17741:2021ISO 18385:2016 | Minimizing the risk of human DNA contamination in products used to collect store and analyze biological material for forensic purposes Requirements | Methods of tests | Identical under dual numbering | 30-11-2021
1268 | IS 17742 (Part 1):2021ISO 21043-1:2018 | Forensic sciences Part 1: Terms and definitions | Product Specification | Identical under dual numbering | 30-11-2021
1269 | IS 17742 (Part 2):2021ISO 21043-2:2018 | Forensic sciences Part 2: Recognition Recording Collecting Transport and Storage of Items | Product Specification | Identical under dual numbering | 30-11-2021
1270 | IS 17749:2021ISO 7492:2019 | Dentistry Dental explorer First Revision | Product Specification | Identical under dual numbering | 29-11-2021
1271 | IS/ISO 10993-13:2010ISO 10993-13:2010 | Biological evaluation of medical devices Part 13 Identification and quantification of degradation products from polymeric medical devices | Methods of tests | Identical under single numbering | 31-05-2018
1272 | IS/ISO 11040-5:2012ISO 11040-5:2012 | Prefilled syringes Part 5 Plunger stoppers for injectables | Product Specification | Identical under single numbering | 31-12-2021
1273 | IS 17710:2021ISO 27185:2012 | Cardiac rhythm management devices- Symbols to be used with cardiac rhythm management device labels and information to be supplied General requirements | Code of Practice | Identical under dual numbering | 31-12-2021
1274 | IS 17712 (Part 3):2021ISO 5841-3:2013 | Implants for surgery Cardiac pacemakers Part 3: Low-profile connectors IS-1 for implantable pacemakers | Product Specification | Identical under dual numbering | 31-12-2021
1275 | IS 17744:202116054:2019 | Implants for surgery Minimum data sets for surgical implants | Code of Practice | Identical under dual numbering | 31-12-2021
1276 | IS 17704:2021ISO 17730:2020 | Dentistry Fluoride varnishes | Methods of tests | Identical under dual numbering | 31-12-2021
1277 | IS 17707:2021ISO/TS 22082:2020 | Nanotechnologies Assessment of nanomaterial toxicity using dechorionated zebrafish embryo | Methods of tests | Identical under dual numbering | 31-12-2021
1278 | IS 17722:2021ISO/TS 22583:2019 | Guidance for supervisors and operators of point-of-care testing POCT devices | Code of Practice | Identical under dual numbering | 31-12-2021
1279 | IS 17745:2021ISO 5910:2018 | Cardiovascular implants and extracorporeal systems Cardiac valve repair devices | Product Specification | Identical under dual numbering | 31-12-2021
1280 | IS 17750 (Part 5):2021ISO 14708-5:2020 | Implants for surgery Active Implantable Medical Devices Part 5: Circulatory Support Devices | Product Specification | Identical under dual numbering | 31-12-2021
1281 | IS/ISO 35001:2019ISO 35001:2019Reviewed In : 2024 | Biorisk management for laboratories and other related organisations | System Standard | Identical under single numbering | 31-12-2021
1282 | IS/ISO 15883-6:2011ISO 15883-6 : 2011 | Washer-disinfectors â€” Part 6: Requirements and tests for washer-disinfectors employing thermal disinfection for non-invasive, non-critical medical devices and healthcare equipment | Others | Identical under dual numbering | 28-02-2022
1283 | IS 17762:2022ISO/TR 11636:2009 | Health Informatics Dynamic on-demand virtual private Network for health information infrastructure | Others | Identical under dual numbering | 28-02-2022
1284 | IS 17763:2022ISO/TR 17522:2015 | Health informatics Provisions for Health Applications on mobilesmart Devices | Others | Identical under dual numbering | 28-02-2022
1285 | IS 17764:2022ISO TS 19293:2018 | Health informatics Requirements for a record of a dispense of a medicinal product | Code of Practice | Identical under dual numbering | 28-02-2022
1286 | IS 17765:2022ISO TR 21835:2020 | Health informatics Personal health data Generated on a daily basis | Others | Identical under dual numbering | 28-02-2022
1287 | IS 17767:2024ISO/TS 17251:2023 | Health informatics - Business Requirements for a Syntax to Exchange Structured Dose Information for Medicinal Products (First Revision) |  | Identical under dual numbering | 29-10-2024
1288 | IS 17768:2022ISO/TS 22756:2020 | Health Informatics Requirements for a knowledge base for clinical decision support systems to be used in medication-related processes | Others | Identical under dual numbering | 28-02-2022
1289 | IS 17771:2022ISO 17115 : 2020 | Health informatics - Representation of categorial structures of terminology (CatStructure) | Others | Identical under dual numbering | 28-02-2022
1290 | IS 17797:2022ISO 22857:2013 | Health informatics Guidelines on data protection to facilitate Trans border flows of personal health data | Code of Practice | Identical under dual numbering | 28-02-2022
1291 | IS 17798:2022ISO TS 20428:2017 | Health informatics Data elements and their metadata for describing structured clinical genomic sequence information in electronic health records | Others | Identical under dual numbering | 28-02-2022
1292 | IS 17769:2022ISO 17523:2016 | Health informatics Requirements for Electronic prescriptions | Others | Identical under dual numbering | 28-02-2022
1293 | IS 17770:2022ISO TR 20831:2017 | Health informatics Medication management Concepts and definitions | Others | Identical under dual numbering | 28-02-2022
1294 | IS/ISO 10993-18:202010993: Part 18 | Biological evaluation of medical devices Part 18 Chemical characterization of medical device materials within a risk management process | Methods of tests | Identical under single numbering | 28-02-2022
1295 | IS 17709:2022ISO 11318:2002 | Cardiac defibrillators Connector assembly DF-1 for implantable defibrillators Dimensions and test requirements | Product Specification | Identical under dual numbering | 28-02-2022
1296 | IS 17751 (Part 2):2024ISO/TR 12417-2 | Cardiovascular Implants and Extracorporeal Systems ï¿½ Vascular Device-Drug Combination Products Part 2 Local Regulatory Information ( First Revision ) |  | Identical under dual numbering | 18-07-2024
1297 | IS 17774:2022ISO 4823:2021 | Dentistry- Elastomeric impression and bite registration materials | Product Specification | Identical under dual numbering | 28-02-2022
1298 | IS/ISO 11737-2:2019ISO 11737-2:2019 | Sterilization of health care products Microbiological methods Part 2 Tests of sterility performed in the definition validation and maintenance of a sterilization process | Code of Practice | Identical under single numbering | 31-03-2022
1299 | IS/ISO 10993-12:202110993: Part 12 | Biological Evaluation of Medical Devices Part 12 Sample Preparation and Reference Materials | Methods of tests | Identical under single numbering | 31-03-2022
1300 | IS 13450 (Part 2/Sec 50):2022IEC 60601-2-50:2020 | Medical electrical equipment Part 2 Particular requirements for the Basic Safety and essential performance Section 50 Infant Phototherapy Equipment | Product Specification | Identical under dual numbering | 28-02-2022
1301 | IS 13450 (Part 2/Sec 3):2024 | Medical electrical equipment Part 2 Particular requirements for basic safety and essential performance Section 3 Short-wave therapy equipment First revision |  | Modified/Technically Equivalent | 18-07-2024
1302 | IS 17772 (Part 2):2022ISO 10322-2: 2016 | Ophthalmic optics Semi-finished spectacle lens blanks Part 2: Specifications for progressive-power and degressive-power lens blanks | Product Specification | Identical under dual numbering | 31-03-2022
1303 | IS 17859 (Part 1):2022ISO 3630-1:2019 | Dentistry Endodontic instruments Part 1: General requirements | Product Specification | Identical under dual numbering | 31-03-2022
1304 | IS 10664 (Part 2):2022 | Dentistry Rotary bur instruments Part 2 Finishing burs Second Revision | Product Specification | Modified/Technically Equivalent | 31-03-2022
1305 | IS 17750 (Part 7):2021ISO 14708-7:2019 | Implants for surgery Active implantable medical devices Part 7: Particular requirements for cochlear and auditory brainstem Implant Systems(First Revision) | Product Specification | Identical under dual numbering | 31-12-2021
1306 | IS/ISO 8980-2:2017ISO 8980-2: 2017 | Ophthalmic optics Uncut finished spectacle lenses Part 2: Specifications for power-variation lenses | Product Specification | Identical under single numbering | 31-03-2022
1307 | IS 17772 (Part 1):2022ISO 10322-1: 2016 | Ophthalmic optics Semi-finished spectacle lens blanks Part 1: Specifications for single-vision and multifocal lens blanks | Product Specification | Identical under single numbering | 31-03-2022
1308 | IS 17840 (Part 1):20225840-1:2021 | Cardiovascular Implants Cardiac Valve Prostheses Part 1 General Requirements | Product Specification | Identical under dual numbering | 30-04-2022
1309 | IS 17840 (Part 2):20225840-2:2021 | Cardiovascular Implants Cardiac Valve Prostheses Part 2 Surgically Implanted Heart Valve Substitute First Revision | Product Specification | Identical under dual numbering | 30-04-2022
1310 | IS 17842:2022ISO 14117:2019 | Active Implantable Medical Devices Electromagnetic Compatibility EMC Test Protocols for Implantable Cardiac Pacemakers Implantable Cardioverter Defibrillators and Cardiac Resynchronization Devices | Methods of tests | Identical under dual numbering | 30-04-2022
1311 | IS 17843:2022ISO/TS 17137:2021 | Cardiovascular Implants and Extracorporeal Systems Cardiovascular Absorbable Implants | Product Specification | Identical under dual numbering | 30-04-2022
1312 | IS 17810:2022ISO 19671: 2018 | Additional lubricants for male natural rubber latex condoms â€” Effect on condom strength |  |  | 30-04-2022
1313 | IS 17811:2022ISO/TR 19969:2018 | Guidance on Sample Handling for Determination of Bursting Volume and Pressure and Testing for Freedom from Holes for Male Condom |  |  | 30-04-2022
1314 | IS/ISO 11737-1:2018ISO 11737-1:2018 | Sterilization of health care products Microbiological methods Part 1: Determination of a population of microorganisms on products | Code of Practice | Identical under single numbering | 31-05-2022
1315 | IS 17812 (Part 1):2022ISO 9170-1:2017 | Terminal Units for Medical Gas Pipeline Systems : Part 1 Terminal Units for use with Compressed Medical Gases and Vacuum (First Revision) | Product Specification | Identical under dual numbering | 31-07-2022
1316 | IS 4113:2022ISO 7376:2020 | Anaesthetic and respiratory equipment - Laryngoscopes for tracheal intubation | Product Specification | Identical under dual numbering | 31-07-2022
1317 | IS 17766:2022ISO 21091:2013 | Health informatics Directory services for healthcare Providers subjects of care and other entities | Others | Identical under dual numbering | 31-05-2022
1318 | IS 17851:2022ISO/TR 22696:2020 | Health informatics Guidance on the identification and authentication of connectable Personal Healthcare Devices PHDs | Others | Identical under dual numbering | 31-08-2022
1319 | IS 17852:2022ISO TS 21547:2010 | Health informatics Security requirements for archiving of Electronic health records Principles | Others | Identical under dual numbering | 31-08-2022
1320 | IS 17887:2022ISO 25720:2009 | Health informatics Genomic Sequence Variation Markup Language GSVML | Others | Identical under dual numbering | 31-08-2022
1321 | IS 13450 (Part 2/Sec 70):2022ISO 80601-2-70:2020 | Medical electrical equipment Part 2 - Particular requirements for basic safety and essential performance Section 70 : Sleep apnoea breathing therapy equipment | Product Specification | Identical under dual numbering | 30-09-2022
1322 | IS 17750 (Part 6):2022ISO 14708-6:2019 | Implants for Surgery Active Implantable Medical Devices Part 6 Particular Requirements for Active Implantable Medical Devices Intended to Treat Tachyarrhythmia Including Implantable Defibrillators | Product Specification | Identical under dual numbering | 31-10-2022
1323 | IS 17960:2022ISO 17254:2016 | Dentistry Coiled springs for use in orthodontics | Product Specification | Identical under dual numbering | 30-11-2022
1324 | IS 17968:2022 | Dentistry Denture adhesives First Revision | Product Specification | Modified/Technically Equivalent | 30-11-2022
1325 | IS 17888:2022ISO 27269:2021 | Health informatics International patient summary | Others | Identical under dual numbering | 30-11-2022
1326 | IS 17961:2022ISO 16409:2016 | Dentistry Oral care products Manual interdental brushes | Product Specification | Identical under dual numbering | 30-11-2022
1327 | IS 17967:2022 | Dentistry Hydrocolloid impression materials First Revision | Product Specification | Modified/Technically Equivalent | 30-11-2022
1328 | IS 17841 (Part 2):2022ISO 25539:2020 | Cardiovascular Implants Endovascular Devices Part 2 Vascular Stents First Revision | Product Specification | Identical under dual numbering | 31-10-2022
1329 | IS 17840 (Part 3):2022ISO 5840-3:2021 | Cardiovascular Implants Cardiac Valve Prostheses Part 3 Heart Valve Substitutes Implanted by Transcatheter Techniques First Revision | Product Specification | Identical under dual numbering | 31-10-2022
1330 | IS 17718:2022 | Performance testing of In-vitro Diagnostics IVD Reagent Kit alpha - Amylase CNP-G3 Liquid Stable Clinical Chemistry Reagents/ Kits | Product Specification | Indigenous | 31-10-2022
1331 | IS 17962:2022ISO 25841:2017 | Female condoms - Requirements and test methods (First Revision) | Product Specification | Identical under dual numbering | 22-12-2022
1332 | IS/ISO 13408-1:2008ISO 13408-1:2008 | Aseptic processing of health care products Part 1 General requirements | Code of Practice | Identical under single numbering | 11-01-2023
1333 | IS 18075 (Part 1):2023ISO 14243-1:2009 | Implants for surgery - Wear of total knee-joint prostheses Part 1 Loading and displacement parameters for wear-testing machines with load control and corresponding environmental conditions for test | Methods of tests | Identical under dual numbering | 17-02-2023
1334 | IS 18075 (Part 3):2023ISO 14243-3:2014 | Implants for surgery - Wear of total knee-joint prostheses Part 3 Loading and displacement parameters for wear-testing machines with displacement control and corresponding environmental conditions for test | Methods of tests | Identical under dual numbering | 17-02-2023
1335 | IS 18152:2023ISO/TR 12885:2018 | Nanotechnologies Health and safety practices in occupational settings | Safety Standard | Identical under dual numbering | 17-02-2023
1336 | IS 17859 (Part 5):2023ISO 3630-5:2020 | Dentistry Endodontic instruments Part 5 Shaping and cleaning instruments | Product Specification | Identical under dual numbering | 17-02-2023
1337 | IS 18075 (Part 2):2023ISO 14243-2: 2016 | Implants for surgery - Wear of total knee-joint prostheses Part 2 Methods of measurement | Methods of tests | Identical under dual numbering | 17-02-2023
1338 | IS 18101:2023ISO 15841:2014 | Dentistry Wires for use in orthodontics | Product Specification | Identical under dual numbering | 17-02-2023
1339 | IS 18125 (Part 1):2023ISO 14879-1: 2020 | Implants for surgery - Total knee-joint prostheses Part 1 Determination of endurance properties of knee tibial trays | Methods of tests | Identical under dual numbering | 24-02-2023
1340 | IS 17932 (Part 1):2023 | Biological evaluation of medical devices Part 1: Evaluation and testing within a risk management process (ISO 10993-1 : 2018, MOD) | Methods of tests | Modified/Technically Equivalent | 01-03-2023
1341 | IS 13450 (Part 2/Sec 35):2023IEC 60601-2-35:2020 | Medical Electrical Equipment Part 2 Particular Requirements for the Basic Safety and Essential Performance Section 35 Heating devices using blankets pads or mattresses and intended for heating in medical use | Product Specification | Identical under dual numbering | 25-04-2023
1342 | IS 18078:2023ISO 5836: 1988 | Implants for surgery - Metal bone plates - Holes corresponding to screws with asymmetrical thread and spherical under-surface | Product Specification | Identical under dual numbering | 27-04-2023
1343 | IS 18240 (Part 89):2023ISO 11139:2018 | Sterilization of health care products Vocabulary of terms used in sterilization and related equipment and process standards | Terminology | Identical under dual numbering | 12-05-2023
1344 | IS 18243:2023ISO/TS 19930:2017 | Guidance on aspects of a risk-based approach to assuring sterility of terminally sterilized single-use health care product that is unable to withstand processing to achieve maximally a sterility assurance level of 106 | Others | Identical under dual numbering | 12-05-2023
1345 | IS 18244:2023ISO 21387:2020 | Sterilization of medical devices Guidance on the requirements for the validation and routine processing of ethylene oxide sterilization processes using parametric release | Code of Practice | Identical under dual numbering | 12-05-2023
1346 | IS 18245:2023ISO/TS 16775:2021 | Packaging for terminally sterilized medical devices Guidance on the application of ISO 11607-1 and ISO 11607- 2 | Others | Identical under dual numbering | 12-05-2023
1347 | IS 13450 (Part 2/Sec 12):2023ISO 80601-2-12:2020 | Medical Electrical Equipment Part 2 Particular requirements for basic safety and essential performance Section 12 Critical care ventilators (First Revision) | Product Specification | Identical under dual numbering | 22-05-2023
1348 | IS 12375 (Part 10):2023ISO 7206-10: 2018 | Implants for surgery - Partial and total hip-joint prostheses Part 10 Determination of resistance to static load of modular femoral heads | Methods of tests | Identical under dual numbering | 24-05-2023
1349 | IS 18207:2023ISO/TR19024:2016 | Evaluation of CPB Devices Relative to their Capabilities of Reducing the Transmission of Gaseous Microemboli GME to a Patient during Cardiopulmonary Bypass | Methods of tests | Identical under dual numbering | 24-05-2023
1350 | IS 17841 (Part 4):2023ISO 25539-4:2021 | Cardiovascular Implants Endovascular Devices Part 4 Application of ISO 17327-1 for Coated Endovascular Devices | Product Specification | Identical under dual numbering | 25-05-2023
1351 | IS 1984 (Part 3):2023ISO 8362-3:2001 | Injection containers and accessories Part 3: Aluminum caps for injection vials | Product Specification | Identical under dual numbering | 16-06-2023
1352 | IS 17859 (Part 3):2023ISO 3630-3:2021 | Dentistry Endodontic instruments Part 3 Compactors First Revision | Product Specification | Identical under dual numbering | 16-06-2023
1353 | IS 18191:2023ISO 16443:2014 | Dentistry Vocabulary for Dental Implants Systems and Related Procedure | Terminology | Identical under dual numbering | 16-06-2023
1354 | IS 18199:2023ISO 11238:2018 | Health informatics Identification of medicinal products Data elements and structures for the unique identification and exchange of regulated information on substances | Others | Identical under dual numbering | 16-06-2023
1355 | IS 18217:2023ISO 20888:2020 | Dentistry Vocabulary and designation system for forensic oro-dental data | Terminology | Identical under dual numbering | 16-06-2023
1356 | IS 18218 (Part 2):2023ISO/TR 11633-2:2021 | Health informatics Information security management for remote maintenance of medical devices and medical information systems Part 2 Implementation of an information security management system ISMS | Others | Identical under dual numbering | 16-06-2023
1357 | IS 18216:2023ISO/TS 16791:2020 | Health informatics Requirements for international machine-readable coding of medicinal product package identifiers | Others | Identical under dual numbering | 16-06-2023
1358 | IS 17898:2023ISO 15190:2020 | Medical laboratories Requirements for safety (First Revision) | Code of Practice | Identical under dual numbering | 17-07-2023
1359 | IS 18105 (Part 1):2023ISO 15223-1:2021 | Medical devices Symbols to be used with information to be supplied by the manufacturer Part 1: General requirements | Code of Practice | Identical under dual numbering | 17-07-2023
1360 | IS 18132:2023ISO 22367 : 2020 | Medical laboratories - Application of risk management | Code of Practice | Identical under dual numbering | 18-07-2023
1361 | IS 18261 (Part 5):2023ISO 5832-5: 2022 | Implants for Surgery - Metallic Materials Part 5 Wrought Cobalt-Chromium-Tungsten Nickel (First Revision) | Product Specification | Identical under dual numbering | 18-07-2023
1362 | IS 17964 (Part 20):2023ISO 80369-20: 2015 | Small-bore connectors for liquids and gases in healthcare applications Part 20: Common test methods | Methods of tests | Identical under dual numbering | 18-07-2023
1363 | IS 18131:2023ISO 17822:2020 | In vitro diagnostic test systems Nucleic acid amplification-based examination procedures for detection and identification of microbial pathogens Laboratory quality practice guide (First Revision) | Code of Practice | Identical under dual numbering | 19-07-2023
1364 | IS 18287:2023ISO/TS 22421 | Sterilization of health care products Common requirements for sterilizers for terminal sterilization of medical devices in health care facilities | Product Specification | Identical under dual numbering | 24-07-2023
1365 | IS 18294 (Part 4):2023ISO/TS11137-4:2020 | Sterilization of health care products Radiation Part 4: Guidance on process control | Others | Identical under dual numbering | 24-07-2023
1366 | IS 18301 (Part 1):2023ISO 13606-1:2019 | Health informatics Electronic health record communication : Part 1 Reference model | Others | Identical under dual numbering | 20-07-2023
1367 | IS 18301 (Part 3):2023ISO 13606-3:2019 | Health informatics Electronic health record communication Part 3 Reference archetypes and term lists | Others | Identical under dual numbering | 24-07-2023
1368 | IS 18301 (Part 5):2023ISO 13606-5:2019 | Health informatics Electronic health record communication Part 5 Interface specification | Others | Identical under dual numbering | 20-07-2023
1369 | IS 18302 (Part 2):2023ISO 12967-2:2020 | Health informatics Service architectureHISA Part 2 Information viewpoint | Others | Identical under dual numbering | 25-07-2023
1370 | IS 13450 (Part 2/Sec 79):2023ISO 80601-2-79:2018 | Medical electrical equipment Part 2 - Particular requirements for basic safety and essential performance Section 79 - Ventilatory support equipment for ventilatory impairment | Product Specification | Identical under single numbering | 10-08-2023
1371 | IS 13450 (Part 2/Sec 84):2023ISO 80601-2-84:2020 | Medical electrical equipment Part 2 - Particular requirements for basic safety and essential performance Section 84 Ventilators for emergency medical services environment | Product Specification | Identical under dual numbering | 10-08-2023
1372 | IS 13450 (Part 2/Sec 80):2023ISO 80601-2-80:2018 | Medical electrical equipment Part 2 - Particular requirements for basic safety and essential performance Section 80 - Ventilatory support equipment for ventilatory insufficiency | Product Specification | Identical under single numbering | 17-08-2023
1373 | IS 18307:2023 | Isolated Organ Bath | Product Specification | Indigenous | 17-08-2023
1374 | IS 18308:2023 | Polygraph | Product Specification | Indigenous | 17-08-2023
1375 | IS 18361 (Part 1):2023 | Pressure Regulators for use with Medical Gases : Part 1 Pressure Regulators and Pressure Regulators with Flow-Metering Devices first revision | Product Specification | Modified/Technically Equivalent | 18-08-2023
1376 | IS 18361 (Part 2):2023ISO 10524-2 : 2018 | Pressure Regulators for use with Medical Gases Part 2 Manifold and line pressure regulators (First Revision) | Product Specification | Identical under dual numbering | 18-08-2023
1377 | IS 18325:2023ISO/TS 20914:2019 | Medical laboratories Practical guidance for the estimation of measurement uncertainty | Code of Practice | Identical under dual numbering | 01-09-2023
1378 | IS 18306:2023 | Pneumatic Tourniquet- Specification | Product Specification | Indigenous | 01-09-2023
1379 | IS 18303:2023ISO 27789:2021 | Health informatics Audit trails for electronic health records | Others | Identical under dual numbering | 01-09-2023
1380 | IS 18302 (Part 3):2023ISO 12967-3:2020 | Health informatics Service architectureHISA Part 3 Computational viewpoint | Others | Identical under dual numbering | 01-09-2023
1381 | IS 18302 (Part 1):2023ISO 12967-1:2020 | Health informatics Service architectureHISA Part 1 Enterprise viewpoint | Others | Identical under dual numbering | 01-09-2023
1382 | IS 18301 (Part 4):2023ISO 13606-4:2019 | Health informatics Electronic health record communication Part 4 Security | Others | Identical under dual numbering | 01-09-2023
1383 | IS 18301 (Part 2):2023ISO 13606-2:2019 | Health informatics Electronic health record communication : Part 2 Archetype interchange specification | Others | Identical under dual numbering | 01-09-2023
1384 | IS 18198 (Part 1):2023ISO/TS 11633-1:2019 | Health informatics Information security management for remote maintenance of medical devices and medical information systems Part 1 Requirements and risk analysis | Others | Identical under dual numbering | 01-09-2023
1385 | IS 18296:2023ISO 23599:2019 | Assistive products for blind and vision-impaired persons Tactile walking surface indicators | Product Specification | Identical under dual numbering | 01-09-2023
1386 | IS 18295:2023ISO 23600:2007 | Assistive products for persons with vision impairments and persons with vision and hearing impairments Acoustic and tactile signals for pedestrian traffic lights | Product Specification | Identical under dual numbering | 01-09-2023
1387 | IS 18074 (Part 1):2023ISO 5834-1: 2019 | Implants for surgery - Ultra-high-molecular-weight polyethylene Part 1 Powder form | Product Specification | Identical under dual numbering | 01-09-2023
1388 | IS 18076:2023ISO 14630: 2012 | Non-active surgical implants - General requirements | Product Specification | Identical under dual numbering | 01-09-2023
1389 | IS 18261 (Part 3):2023ISO 5832-3: 2021 | Implants for Surgery - Metallic Materials Part 3 Wrought Titanium 6-Aluminium 4-Vanadium Alloy Second Revision | Product Specification | Identical under dual numbering | 01-09-2023
1390 | IS 18261 (Part 6):2023ISO 5832-6: 2022 | Implants for Surgery - Metallic Materials Part 6 Wrought Cobalt-Nickel-Chromium-Molybdenum Alloy First Revision | Product Specification | Identical under dual numbering | 01-09-2023
1391 | IS 18288:2023ISO 20696:2018 | Sterile urethral catheters for single use | Product Specification | Identical under dual numbering | 01-09-2023
1392 | IS 18292 (Part 6):2023ISO 10555-6:2015 | Intravascular catheters Sterile and single-use catheters Part 6: Subcutaneous implanted ports | Product Specification | Identical under dual numbering | 01-09-2023
1393 | IS 18359:2023ISO 13779-2:2018 | Implants for surgery - Hydroxyapatite Part 2 Thermally sprayed coatings of hydroxyapatite | Product Specification | Identical under dual numbering | 01-09-2023
1394 | IS 18378:2023ISO 8624: 2020 | Ophthalmic optics Spectacle frames Measuring system and vocabulary First Revision | Product Specification | Identical under dual numbering | 01-09-2023
1395 | IS 17895:2023ISO 1942:2020 | Dentistry Vocabulary | Terminology | Identical under dual numbering | 13-09-2023
1396 | IS 18291:2023 | Ophthalmic Instruments â€” Perimeters (ISO 12866: 1999 + AMD 1: 2008, MOD) | Product Specification | Modified/Technically Equivalent | 13-10-2023
1397 | IS 18344 (Part 4):2023ISO 15883-4:2018 | Washer-disinfectors Part 4 Requirements and tests for washer-disinfectors employing chemical disinfection for thermolabile endoscopes | Methods of tests | Identical under single numbering | 01-11-2023
1398 | IS 18360:2023ISO 18082 : 2014 | Anaesthetic and Respiratory Equipment Dimensions of Non-Interchangeable Screw-Threaded NIST Low-Pressure Connectors for Medical Gases | Dimensions | Identical under dual numbering | 01-11-2023
1399 | IS 18375 (Part 1):2023 | Medical Suction Equipment Part 1 Electrically Powered Suction Equipment | Product Specification | Modified/Technically Equivalent | 01-11-2023
1400 | IS 18375 (Part 2):2023ISO 10079-2:2022 | Medical Suction Equipment Part 2 Manually Powered Suction Equipment (Second Revision) | Product Specification | Identical under dual numbering | 01-11-2023
1401 | IS 18079:2023ISO 9269: 1988 | Implants for surgery - Metal bone plates - Holes and slots corresponding to screws with conical under-surface | Dimensions | Identical under dual numbering | 30-05-2023
1402 | IS 1984 (Part 1):2023ISO 8362-1:2018 | Injection containers and accessories Part 1 Injection vials made of glass tubing (First Revision) | Product Specification | Identical under dual numbering | 02-11-2023
1403 | IS 18074 (Part 2):2023ISO 5834-2: 2019 | Implants for surgery - Ultra-high-molecular-weight polyethylene Part 2 Moulded forms | Product Specification | Identical under dual numbering | 01-11-2023
1404 | IS 18469 (Part 8):2023ISO 11138-8:2021 | Sterilization of health care products Biological indicators Part 8: Method for validation of a reduced incubation time for a biological indicator | Methods of tests | Identical under dual numbering | 04-12-2023
1405 | IS/ISO 21856:2022ISO 21856:2022 | Assistive products General requirements and test methods | Code of Practice | Identical under dual numbering | 01-12-2023
1406 | IS/ISO 12381:2019ISO 12381:2019 | Health Informatics Explicit time-related expressions for healthcare-specific problems | Others | Identical under single numbering | 05-12-2023
1407 | IS/ISO 13119:2022ISO 13119:2022 | Health Informatics Clinical knowledge resources Metadata First Revision | Others | Identical under single numbering | 05-12-2023
1408 | IS/ISO 13120:2019ISO 13120:2019 | Health Informatics Syntax to represent the content of healthcare classification systems Classification Markup Language ClaML | Code of Practice | Identical under single numbering | 05-12-2023
1409 | IS/ISO 16278:2016ISO 16278:2016 | Health informatics Categorial structure for terminological systems of human anatomy | Others | Identical under single numbering | 05-12-2023
1410 | IS 17715:2023 | In-vitro Diagnostic Device - ELISA Plate Washer | Product Specification | Indigenous | 05-12-2023
1411 | IS 17713:2023 | In-Vitro Diagnostic Devices - ELISA Plate Reader | Product Specification | Indigenous | 05-12-2023
1412 | IS 17714:2023 | In-Vitro Diagnostic Devices - Automated ELISA Processor | Product Specification | Indigenous | 05-12-2023
1413 | IS 18298:2023ISO 17593 : 2022 | Clinical Laboratory Testing and in Vitro Medical Devices Requirements for in Vitro Monitoring Systems for Self-Testing of Oral Anticoagulant Therapy First Revision | Code of Practice | Identical under dual numbering | 05-12-2023
1414 | IS/ISO 17117-1:2018ISO 17117-1:2018 | Health informatics Terminological resources Part 1 Characteristics | Others | Identical under single numbering | 05-12-2023
1415 | IS/ISO 20302:2022ISO 20302:2022 | Health informatics Health cards Numbering system and registration procedure for issuer identifiers | Others | Identical under single numbering | 05-12-2023
1416 | IS/ISO 21860:2020ISO 21860:2022 | Health informatics Reference standards portfolio RSP Clinical imaging | Others | Identical under single numbering | 05-12-2023
1417 | IS/ISO 23903:2021ISO 23903:2021 | Health Informatics Interoperability and integration reference architecture Model and framework | Others | Identical under single numbering | 05-12-2023
1418 | IS/ISO/TS 82304-2:2021ISO/TS 82304-2:2021 | Health software Part 2 Health and wellness appsQuality and reliability | Others | Identical under single numbering | 05-12-2023
1419 | IS/ISO/TS 17117-2:2022ISO/TS 17117-2:2022 | Health informatics Terminological resources Part 2 Implementation CapabilityTIC | Others | Identical under single numbering | 05-12-2023
1420 | IS/ISO/TS 22272:2021ISO/TS 22272:2021 | Health Informatics Methodology for analysis of business and information needs of health enterprises to support standards based architectures | Others | Identical under single numbering | 05-12-2023
1421 | IS 18375 (Part 3):2023ISO 10079-3:2022 | Medical Suction Equipment Part 3 Suction Equipment Powered from a Vacuum or Positive pressure Gas Source (Second Revision) | Product Specification | Identical under dual numbering | 06-12-2023
1422 | IS 17784 (Part 1):2023 | Electrical Equipment for Measurement, Control and Laboratory Use - EMC Requirements Part 1 General Requirements (IEC 61326-1: 2020, MOD) | Methods of tests | Modified/Technically Equivalent | 06-12-2023
1423 | IS 17932 (Part 6):2023 | Biological Evaluation of Medical Devices Part 6 Tests for skin sensitization (ISO 10993-10 : 2021, MOD) | Methods of tests | Modified/Technically Equivalent | 06-12-2023
1424 | IS 17724 (Part 2):2023IEC 61010-2-051: 2018 | Safety Requirements for Electrical Equipment for Measurement, Control, And Laboratory Use Part 2 Particular Requirements for Laboratory Equipment used in Mixing and Stirring | Safety Standard | Identical under dual numbering | 06-12-2023
1425 | IS 17724 (Part 1):2023 | Safety Requirements for Electrical Equipment for Measurement, Control, and Laboratory Use Part 1 General Requirements (IEC 61010-1: 2010 + AMD1:2016 + COR1:2019, MOD) | Product Specification | Modified/Technically Equivalent | 06-12-2023
1426 | IS 17724 (Part 4):2023 | Safety Requirements for Electrical Equipment for Measurement, Control, and Laboratory Use Part 4 Particular Requirements for In-Vitro Diagnostic (IVD) Medical Equipment (IEC 61010-2-101 : 2018, MOD) | Safety Standard | Modified/Technically Equivalent | 14-12-2023
1427 | IS 17922 (Part 1):2023IEC 62366-1: 2015 CSV | Medical Devices Part 1: Application of Usability Engineering | Process Specification | Identical under dual numbering | 11-12-2023
1428 | IS 18374:2023ISO 23162:2021 | Basic semen examination Specification and test methods | Process Specification | Identical under dual numbering | 11-12-2023
1429 | IS 18376:2023ISO/TR 20416: 2020 | Medical devices Post-market surveillance for manufacturers | Code of Practice | Identical under dual numbering | 11-12-2023
1430 | IS 18428 (Part 1):2023ISO/TR 11548-1:2001 | Communication aids for blind persons Identifiers names and assignation to coded character sets for 8-dot Braille characters Part 1: General guidelines for Braille identifiers and shift marks | Others | Identical under dual numbering | 22-12-2023
1431 | IS 18428 (Part 2):2023ISO TR 11548-2:2001 | Communication aids for blind persons Identifiers names and assignation to coded character sets for 8-dot Braille characters Part 2: Latin alphabet based character sets | Others | Identical under dual numbering | 22-12-2023
1432 | IS 17719:2023 | In-Vitro Diagnostic (IVD) Medical Device - Automatic Slide Staining Instrument | Product Specification | Indigenous | 22-12-2023
1433 | IS 18366:2023 | Physiograph | Product Specification | Indigenous | 22-12-2023
1434 | IS 17717 (Part 1):2023 | In-Vitro Diagnostic Device - Automated Clinical chemistry Analyzer - Part 1 Wet Chemistry Analyzer | Product Specification | Indigenous | 02-01-2024
1435 | IS 17717 (Part 2):2023 | In-Vitro Diagnostic (IVD) Device - Automated Clinical Chemistry Analyzer Part 2 Dry Chemistry Analyzer | Product Specification | Indigenous | 02-01-2024
1436 | IS 17784 (Part 2):2023 | Electrical equipment for measurement, control and laboratory use - EMC requirements Part 2 Particular requirements for In-vitro diagnostic (IVD) medical equipment (IEC 61326-2-6 : 2020, MOD) | Methods of tests | Modified/Technically Equivalent | 04-01-2024
1437 | IS 18319:2024ISO 17665 : 2024 | Sterilization of Health Care Products - Moist Heat - Requirements for the Development, Validation and Routine Control of a Sterilization Process for Medical Devices (First Revision) |  | Identical under dual numbering | 19-11-2024
1438 | IS 17720:2023 | In-vitro Diagnostic Device - Automated Blood Culture and Microbial Detection System | Product Specification | Indigenous | 02-01-2024
1439 | IS 10172:2023 | Drill Brace - Burs and Perforators ( First Revision ) | Product Specification | Identical under dual numbering | 26-09-2023
1440 | IS 18469 (Part 7):2023ISO 11138-7:2019 | Sterilization of health care products Biological indicators Part 7: Guidance for the selection use and interpretation of results | Others | Identical under dual numbering | 09-01-2024
1441 | IS 1984 (Part 4):2023ISO 8362-2:2015 | Injection containers and accessories Part 4: Closures for injection vials | Product Specification | Identical under dual numbering | 09-01-2024
1442 | IS 18293 (Part 3):2023ISO 13926-3:2019 | Pen systems Part 3 Seals for pen-injectors for medical use | Product Specification | Identical under dual numbering | 09-01-2024
1443 | IS 18451:2023ISO 20697:2018 | Sterile drainage catheters and accessory devices for single use | Product Specification | Identical under dual numbering | 09-01-2024
1444 | IS 13450 (Part 2/Sec 13):2024 | Medical Electrical Equipment: Part 2 Particular Requirements for the Basic Safety and Essential Performance: Sec 13 Anaesthetic Workstation (First Revision) | Product Specification | Modified/Technically Equivalent | 17-01-2024
1445 | IS 12901 (Part 1):2024 | Laryngeal Forceps Part 1 Fine Grasping Crocodile Jaws Straight Specification (First Revision) | Product Specification | Indigenous | 17-01-2024
1446 | IS 12901 (Part 2):2024 | Laryngeal Forceps Part 2 Oval Cup Specification (First Revision) | Product Specification | Indigenous | 17-01-2024
1447 | IS 15537 (Part 2):2023ISO 9187-2:2010 | Injection equipment for medical use Part 2: One-point-cut OPC ampoules | Product Specification | Identical under dual numbering | 09-01-2024
1448 | IS 18446 (Part 1):2023ISO 11140-1:2014 | Sterilization of health care products Chemical indicators Part 1: General requirements | Product Specification | Identical under dual numbering | 01-01-2024
1449 | IS 13450 (Part 1/Sec 12):2024 | Medical electrical equipment : Part 1 General requirements for basic safety and essential performance, Section 12 Requirements for medical electrical equipment and medical electrical systems intended for use in the emergency medical services environment | Others | Modified/Technically Equivalent | 01-03-2024
1450 | IS 18514:2024ISO 22412:2017 | Particle size analysis Dynamic light scattering DLS | Product Specification | Identical under dual numbering | 01-03-2024
1451 | IS 18200 (Part 1):2024 | Sharps injury protection - Requirements and test methods ï¿½ Part 1: Single Use Sharps containers | Product Specification | Modified/Technically Equivalent | 01-03-2024
1452 | IS 18448 (Part 1):2024 | Medical electrical equipment Diagnostic X-rays Part 1 Determination of quality equivalent filtration and permanent filtration | Methods of tests | Modified/Technically Equivalent | 01-03-2024
1453 | IS 18448 (Part 2):2024 | Medical electrical equipment Diagnostic X-rays Part 2 Guidance and rationale on quality equivalent filtration and permanent filtration | Code of Practice | Modified/Technically Equivalent | 01-03-2024
1454 | IS 18478:2024ISO 20698:2018 | Catheter systems for neuraxial application Sterile and single-use catheters and accessories | Product Specification | Identical under dual numbering | 01-03-2024
1455 | IS 18555 (Part 12):2024ISO 5832-12:2019 | Implants for surgery - Metallic materials Part 12 Wrought cobalt-chromium-molybdenum alloy | Product Specification | Identical under dual numbering | 01-03-2024
1456 | IS 18555 (Part 14):2024ISO 5832-14:2019 | Implants for surgery - Metallic materials Part 14 Wrought titanium 15-molybdenum 5-zirconium 3-aluminium alloy | Product Specification | Identical under dual numbering | 01-03-2024
1457 | IS/ISO/TR 17302:2015ISO/TR 17302:2015 | Nanotechnologies Framework for identifying vocabulary development for nanotechnology applications in human healthcare | Terminology | Identical under single numbering | 09-04-2024
1458 | IS 18575:2024ISO 18189:2016 | Ophthalmic optics Contact lenses and contact lens care products Cytotoxicity testing of contact lenses in combination with lens care solution to evaluate lens solution interactions | Methods of tests | Identical under dual numbering | 09-04-2024
1459 | IS 18576:2024 | Ophthalmic optics Spectacle frames Requirements and test methods | Product Specification | Modified/Technically Equivalent | 09-04-2024
1460 | IS 18577:2024ISO/TR 21958:2019 | Ophthalmic optics Review of the test methods used to assess scratch and abrasion resistance of spectacle lenses | Methods of tests | Identical under dual numbering | 09-04-2024
1461 | IS 18583 (Part 1):2024ISO 9342 -1:2023 | Optics and optical instruments Test lenses for calibration of focimeters Part 1: Reference lenses for focimeters used for measuring spectacle lenses | Product Specification | Identical under dual numbering | 09-04-2024
1462 | IS 18583 (Part 2):2024 | Optics and optical instruments Test lenses for calibration of focimeters Part 2: Test lenses for focimeters used for measuring contact lenses | Product Specification | Modified/Technically Equivalent | 09-04-2024
1463 | IS 18607:2024 ISO 24421:2023 | Biotechnology Minimum requirements for optical signal measurements in photometric methods for biological samples | Process Specification | Identical under dual numbering | 09-04-2024
1464 | IS 18617:2024ISO 23033:2021 | Biotechnology Analytical methods General requirements and considerations for the testing and characterization of cellular therapeutic products | Methods of tests | Identical under dual numbering | 09-04-2024
1465 | IS/ISO 20391-1:2018ISO 20391-1:2018 | Biotechnology Cell counting Part 1: General guidance on cell counting methods | Code of Practice | Identical under single numbering | 09-04-2024
1466 | IS/ISO 20391-2:2019ISO 20391-2:2019 | Biotechnology Cell counting Part 2: Experimental design and statistical analysis to quantify counting method performance | Methods of tests | Identical under single numbering | 09-04-2024
1467 | IS/ISO 20397-1:2022ISO 20397-1:2022 | Biotechnology Massively parallel sequencing Part 1: Nucleic acid and library preparation | Methods of tests | Identical under single numbering | 09-04-2024
1468 | IS/ISO 20397-2:2021ISO 20397-2:2021 | Biotechnology Massively parallel sequencing Part 2: Quality evaluation of sequencing data | Code of Practice | Identical under single numbering | 09-04-2024
1469 | IS/ISO 20404:2023ISO 20404:2023 | Biotechnology Bioprocessing General requirements for the design of packaging to contain cells for therapeutic use | Product Specification | Identical under single numbering | 09-04-2024
1470 | IS/ISO/TS 23367-1:2022ISO/TS 23367-1:2022 | Nanotechnologies Performance characteristics of nanosensors for chemical and biomolecule detection Part 1: Detection performance | Product Specification | Identical under single numbering | 09-04-2024
1471 | IS 18468 (Part 5):2024ISO 15883-5:2021 | Washer-disinfectors Part 5: Performance requirements and test method criteria for demonstrating cleaning efficacy | Methods of tests | Identical under dual numbering | 09-04-2024
1472 | IS 18470:2024 | Ultrasonics Physiotherapy Systems Field Specifications and Methods of Measurement in the Frequency Range 05 MHz to 5 MHz | Methods of tests | Modified/Technically Equivalent | 09-04-2024
1473 | IS 18570:2024 | Ophthalmic instruments Refractor heads | Product Specification | Modified/Technically Equivalent | 29-04-2024
1474 | IS 18571:2024 | Ophthalmic instruments Synoptophores | Product Specification | Modified/Technically Equivalent | 29-04-2024
1475 | IS 18572:2024 | Ophthalmic instruments Ophthalmometers | Product Specification | Modified/Technically Equivalent | 29-04-2024
1476 | IS 18574:2024ISO 18259:2014 | Ophthalmic optics Contact lens care products Method to assess contact lens care products with contact lenses in a lens case challenged with bacterial and fungal organisms | Methods of tests | Identical under dual numbering | 29-04-2024
1477 | IS 18497:2024ISO 9680:2021 | Dentistry Operating Lights | Product Specification | Identical under dual numbering | 07-05-2024
1478 | IS 18502 (Part 1):2024ISO 16635-1:2013 | Dentistry Dental rubber dam technique Part 1 Hole punch | Product Specification | Identical under dual numbering | 07-05-2024
1479 | IS 18489 (Part 1):2024 | Dentistry Digital impression devices Part 1 Method for assessing accuracy | Methods of tests | Modified/Technically Equivalent | 07-05-2024
1480 | IS 18492 (Part 2):2024ISO 16202-2:2019 | Dentistry Nomenclature of oral anomalies Part 2 Developmental anomalies of teeth | Terminology | Identical under dual numbering | 07-05-2024
1481 | IS 18493 (Part 3):2024ISO 15087-3:2000 | Dental elevators Part 3 Cryer elevators | Product Specification | Identical under dual numbering | 07-05-2024
1482 | IS 18584:2024 | Ophthalmic optics and instruments Optical devices for enhancing low vision | Product Specification | Modified/Technically Equivalent | 07-05-2024
1483 | IS 18638 (Part 2):2024ISO 15004-2:2007 | Ophthalmic instruments Fundamental requirements and test methods Part 2: Light hazard protection | Product Specification | Identical under dual numbering | 07-05-2024
1484 | IS 18586:2024 | Ophthalmic optics and instruments Instruments to measure axial distances in the eye | Product Specification | Modified/Technically Equivalent | 07-05-2024
1485 | IS 18613:2024 | Ophthalmic instruments Corneal topographers | Product Specification | Modified/Technically Equivalent | 07-05-2024
1486 | IS 18642:2024 | Ophthalmic instruments Endoilluminators Fundamental requirements and test methods for optical radiation safety | Product Specification | Modified/Technically Equivalent | 07-05-2024
1487 | IS 18644:2024ISO/TS 23565:2021 | Biotechnology Bioprocessing General requirements and considerations for equipment systems used in the manufacturing of cells for therapeutic use | Product Specification | Identical under dual numbering | 07-05-2024
1488 | IS/ISO 20395:2019ISO 20395:2019 | Biotechnology Requirements for evaluating the performance of quantification methods for nucleic acid target sequences qPCR and dPCR | Methods of tests | Identical under single numbering | 07-05-2024
1489 | IS 18609:2024ISO 20399:2022 | Biotechnology Ancillary materials present during the production of cellular therapeutic products and gene therapy products | Code of Practice | Identical under dual numbering | 07-05-2024
1490 | IS 18074 (Part 4):2024 | Implants for Surgery - Ultra-High-Molecular-Weight Polyethylene Part 4 Oxidation Index Measurement Method | Methods of tests | Modified/Technically Equivalent | 09-05-2024
1491 | IS 18494:2024ISO 23325:2020 | Dentistry Corrosion resistance of dental amalgam | Methods of tests | Identical under dual numbering | 09-05-2024
1492 | IS 18493 (Part 1):2024ISO 15087-1:1999 | Dental Elevators Part 1 General Requirements | Product Specification | Identical under dual numbering | 09-05-2024
1493 | IS 18496:2024ISO 10477:2020 | Dentistry ï¿½ Polymer-based Crown and Veneering Materials | Product Specification | Identical under dual numbering | 09-05-2024
1494 | IS 18561:2024 | No-Scalpel Vasectomy Instruments ï¿½ Specification | Product Specification | Indigenous | 09-05-2024
1495 | IS 18498:2024 | Dentistry ï¿½ Oral Surgical Scalpel Handle (ISO 20570:2018, MOD) | Product Specification | Modified/Technically Equivalent | 09-05-2024
1496 | IS 18658 (Part 5):2024 | Ophthalmic implants Intraocular lenses Part 5:Biocompatibility | Methods of tests | Modified/Technically Equivalent | 07-05-2024
1497 | IS 13450 (Part 1/Sec 9):2024 | Medical electrical equipment Part 1 General requirements for basic safety and essential performance Section 9 Requirements for environmentally conscious design | Others | Modified/Technically Equivalent | 04-06-2024
1498 | IS 18493 (Part 2):2024ISO 15087-2:2000 | Dental elevators Part 2: Warwick James elevators | Product Specification | Identical under dual numbering | 04-06-2024
1499 | IS 18562:2024 | PPIUCD Insertion Forceps Specification | Product Specification | Indigenous | 04-06-2024
1500 | IS 18580:2024 | Ophthalmic instruments Trial frames | Product Specification | Modified/Technically Equivalent | 04-06-2024
1501 | IS 18581 (Part 2):2024ISO 10936-2:2010 | Optics and photonics Operation microscopes Part 2: Light hazard from operation microscopes used in ocular surgery | Product Specification | Identical under dual numbering | 04-06-2024
1502 | IS 18585:2024 | Ophthalmic instruments Optical coherence tomograph for the posterior segment of the human eye | Product Specification | Modified/Technically Equivalent | 04-06-2024
1503 | IS 18587:2024ISO/TR 24484: 2023 | Female condoms Use of ISO 25841 and the quality management of female condoms | Code of Practice | Identical under dual numbering | 04-06-2024
1504 | IS 18599:2024ISO 24157:2008+AMD 1:2020 | Ophthalmic optics and instruments Reporting aberrations of the human eye | Others | Identical under dual numbering | 04-06-2024
1505 | IS 18670:2024ISO 19429:2015 | Dentistry Designation system for dental implants | Product Specification | Identical under dual numbering | 04-06-2024
1506 | IS 18672:2024ISO 18739:2016 | Dentistry Vocabulary of process chain for CADCAM systems | Others | Identical under dual numbering | 04-06-2024
1507 | IS 18681 (Part 6):2024ISO 6360-6:2004 | Dentistry Number coding system for rotary instruments Part 6: Specific characteristics of abrasive instruments | Code of Practice | Identical under dual numbering | 04-06-2024
1508 | IS 18682 (Part 2):2024ISO 13397-2:2005 | Dentistry Periodontal curettes dental scalers and excavators Part 2: Periodontal curettes of Gr-type | Product Specification | Identical under dual numbering | 04-06-2024
1509 | IS 18682 (Part 3):2024ISO 13397-3:1996 | Periodontal curettes dental scalers and excavators Part 3: Dental scalers H-type | Product Specification | Identical under dual numbering | 04-06-2024
1510 | IS 18503:2024ISO 18556:2016 | Dentistry Intraoral spatulas | Product Specification | Identical under dual numbering | 26-06-2024
1511 | IS 18686:2024ISO 15098:2020 | Dentistry Dental tweezers | Product Specification | Identical under dual numbering | 26-06-2024
1512 | IS 18684:2024ISO 15854:2023 | Dentistry Casting and baseplate waxes | Product Specification | Identical under dual numbering | 26-06-2024
1513 | IS 18493 (Part 4):2024ISO 15087-4:2000 | Dental elevators Part 4 Coupland elevators | Product Specification | Identical under dual numbering | 26-06-2024
1514 | IS 18493 (Part 5):2024ISO 15087-5:2000 | Dental elevators Part 5: Bein elevators | Product Specification | Identical under dual numbering | 26-06-2024
1515 | IS 18578:2024 | Ophthalmic Optics ï¿½ Single-Vision Ready-to-Wear Near-Vision Spectacles ï¿½ Specification | Product Specification | Modified/Technically Equivalent | 26-06-2024
1516 | IS 18638 (Part 1):2024 | Ophthalmic instruments Fundamental requirements and test methods Part 1: General requirements applicable to all ophthalmic instruments | Product Specification | Modified/Technically Equivalent | 26-06-2024
1517 | IS/ISO 20417:2021ISO 20417:2021 | Medical devices Information to be supplied by the manufacturer | Code of Practice | Identical under single numbering | 26-06-2024
1518 | IS 17724 (Part 3):2024 | Safety Requirements for Electrical Equipment for Measurement, Control, And Laboratory Use Part 3 Particular Requirements of Automatic and Semi-Automatic Laboratory Equipment used for Analysis and Other Purposes | Safety Standard | Modified/Technically Equivalent | 26-06-2024
1519 | IS 17932 (Part 2):2024 | Biological Evaluation of Medical Devices Part 2 Framework for identification and quantification of potential degradation products | Methods of tests | Modified/Technically Equivalent | 26-06-2024
1520 | IS 17932 (Part 3):2024 | Biological Evaluation of Medical Devices Part 3 Identification and quantification of degradation products from metals and alloys | Methods of tests | Modified/Technically Equivalent | 26-06-2024
1521 | IS 17932 (Part 4):2024 | Biological Evaluation of Medical Devices Part 4 Physico-chemical morphological and topographical characterization of materials | Methods of tests | Modified/Technically Equivalent | 26-06-2024
1522 | IS 12375 (Part 13):2024 | Implants for Surgery ï¿½ Partial and Total Hip Joint Prostheses Part 13 Determination of Resistance to Torque of Head Fixation of Stemmed Femoral Components | Methods of tests | Modified/Technically Equivalent | 26-06-2024
1523 | IS 18592 (Part 2):2024ISO/TR 17327-2:2021 | Non-active surgical implants - Implant coating Part 2 Reference standards related to coatings | Others | Identical under dual numbering | 26-06-2024
1524 | IS 12375 (Part 12):2024 | Implants for Surgery - Partial and Total Hip Joint Prostheses Part 12: Deformation Test Method for Acetabular Shells | Methods of tests | Modified/Technically Equivalent | 26-06-2024
1525 | IS 18074 (Part 3):2024 | Implants for Surgery - Ultra-high-molecular-weight Polyethylene Part 3 Accelerated Ageing Methods | Methods of tests | Modified/Technically Equivalent | 26-06-2024
1526 | IS 18074 (Part 5):2024ISO 5834-5:2019 | Implants for Surgery - Ultra-high-molecular-weight Polyethylene Part 5: Morphology Assessment Method | Methods of tests | Identical under dual numbering | 26-06-2024
1527 | IS 18491:2024ISO 12836:2015 | Dentistry ï¿½ Digitizing Devices for CAD/CAM Systems for Indirect Dental Restorations ï¿½ Test Methods for Assessing Accuracy | Methods of tests | Identical under dual numbering | 18-07-2024
1528 | IS 17932 (Part 7):2024 | Biological Evaluation of Medical Devices Part 7 Tests for irritation ISO 10993-23:2021 MOD | Methods of tests | Modified/Technically Equivalent | 18-07-2024
1529 | IS 18446 (Part 6):2024ISO 11140-6:2022 | Sterilization of Health Care Products ï¿½ Chemical Indicators Part 6 Type 2 Indicators and Process Challenge Devices for Use in Performance Testing of Small Steam Sterilizers | Product Specification | Identical under dual numbering | 18-07-2024
1530 | IS 18681 (Part 7):2024ISO 6360-7:2006 | Dentistry ï¿½ Number coding system for rotary instruments Part 7 Specific characteristics of mandrels and special instruments | Code of Practice | Identical under dual numbering | 18-07-2024
1531 | IS 1984 (Part 5):2024ISO 8362-5:2016 | Injection Containers and Accessories Part 5 Freeze Drying Closures for Injection Vials | Product Specification | Identical under dual numbering | 19-07-2024
1532 | IS 18492 (Part 1):2024ISO 16202-1:2019 | Dentistry ï¿½ Nomenclature of oral anomalies Part 1 Code for the representation of oral anomalies | Terminology | Identical under dual numbering | 19-07-2024
1533 | IS 18618:2024ISO/TS 5111:2022 | Guidance on quality of water for sterilizers, sterilization and washer-disinfectors for health care products | Code of Practice | Identical under dual numbering | 19-07-2024
1534 | IS 18634:2024ISO 10637:2018 | Dentistry ï¿½ Central suction source equipment | Product Specification | Identical under dual numbering | 19-07-2024
1535 | IS 18675:2024ISO 11499:2014 | Dentistry ï¿½ Single-use cartridges for local anaesthetics | Product Specification | Identical under dual numbering | 19-07-2024
1536 | IS 18677:2024ISO 7885:2010 | Dentistry ï¿½ Sterile injection needles for single use | Product Specification | Identical under dual numbering | 19-07-2024
1537 | IS/IEC/TR 80002-3:2014IEC/TR 80002-3: 2014 Reviewed In : 2024 | Medical device software Part 3: Process reference model of medical device software life cycle processes IEC 62304 | Code of Practice | Identical under single numbering | 19-07-2024
1538 | IS 18742 (Part 1):2024ISO 17664-1:2021 | Processing of health care products ï¿½ Information to be provided by the medical device manufacturer for the processing of medical devices Part 1 Critical and semi-critical medical devices | Process Specification | Identical under dual numbering | 19-07-2024
1539 | IS/ISO/TR 4421:2023ISO/TR 4421:2023 | Health Informatics ï¿½ Introduction to Ayurveda Informatics | Others | Identical under single numbering | 26-07-2024
1540 | IS 18559 (Part 1):2024ISO 24415-1: 2009 | Tips for assistive products for walking Requirements and test methods Part 1: Friction of tips | Methods of tests | Identical under dual numbering | 26-07-2024
1541 | IS 18559 (Part 2):2024ISO 24415-2: 2011 | Tips for assistive products for walking Requirements and test methods Part 2: Durability of tips for crutches | Methods of tests | Identical under dual numbering | 26-07-2024
1542 | IS 18679:2024ISO 16498:2013 | Dentistry ï¿½ Minimal dental implant data set for clinical use | Others | Identical under dual numbering | 26-07-2024
1543 | IS 18460:2024ISO 8836:2019 | Suction Catheters for Use in the Respiratory Tract | Product Specification | Identical under dual numbering | 01-08-2024
1544 | IS 18560:2024ISO 9999:2022 | Assistive products Classification and terminology | Terminology | Identical under dual numbering | 01-08-2024
1545 | IS 1984 (Part 6):2024ISO 8362-6:2010 | Injection Containers and Accessories Part 6 Caps Made of Aluminium-Plastics Combinations for Injection Vials | Product Specification | Identical under dual numbering | 01-08-2024
1546 | IS 17932 (Part 5):2024 | Biological Evaluation of Medical Devices Part 5 Ethylene oxide sterilization residuals | Methods of tests | Modified/Technically Equivalent | 01-08-2024
1547 | IS 18681 (Part 3):2024ISO 6360-3:2005 | Dentistry ï¿½ Number coding system for rotary instruments Part 3 Specific characteristics of burs and cutters | Code of Practice | Identical under dual numbering | 01-08-2024
1548 | IS 18729:2024ISO/TS 13498:2011 | Dentistry ï¿½ Torsion test of implant body/connecting part joints of endosseous dental implant systems | Methods of tests | Identical under dual numbering | 01-08-2024
1549 | IS 18377:2024ISO 5366:2016 | Anaesthetic and Respiratory Equipment Tracheostomy Tubes and Connectors | Product Specification | Identical under dual numbering | 07-08-2024
1550 | IS 18537 (Part 2):2024ISO 12891-2 : 2020 | Retrieval and analysis of surgical implants Part 2: Analysis of retrieved surgical implants | Methods of tests | Identical under dual numbering | 13-08-2024
1551 | IS 18614:2024 | Ophthalmic implants Ocular endotamponades | Product Specification | Modified/Technically Equivalent | 20-06-2024
1552 | IS 18639:2024 | Ophthalmic implants Ophthalmic viscosurgical devices | Product Specification | Modified/Technically Equivalent | 20-06-2024
1553 | IS 18651 (Part 1):2024ISO 7176-1:2014 | Wheelchairs Part 1: Determination of static stability | Methods of tests | Identical under dual numbering | 16-08-2024
1554 | IS 18651 (Part 3):2024ISO 7176-3:2012 | Wheelchairs Part 3: Determination of effectiveness of brakes | Methods of tests | Identical under dual numbering | 16-08-2024
1555 | IS 18651 (Part 5):2024ISO 7176-5:2008 | Wheelchairs Part 5: Determination of dimensions mass and manoeuvring space | Methods of tests | Identical under dual numbering | 16-08-2024
1556 | IS 18651 (Part 7):2024ISO 7176-7:1998 | Wheelchairs Part 7: Measurement of seating and wheel dimensions | Methods of tests | Identical under dual numbering | 16-08-2024
1557 | IS 18651 (Part 9):2024ISO 7176-9:2009 | Wheelchairs Part 9: Climatic tests for electric wheelchairs | Methods of tests | Identical under dual numbering | 16-08-2024
1558 | IS 18651 (Part 11):2024ISO 7176-11:2012 | Wheelchairs Part 11: Test dummies | Product Specification | Identical under dual numbering | 16-08-2024
1559 | IS 18651 (Part 13):2024ISO 7176-13:1989 | Wheelchairs Part 13: Determination of coefficient of friction of test surfaces | Methods of tests | Identical under dual numbering | 16-08-2024
1560 | IS 18651 (Part 15):2024ISO 7176-15:1996 | Wheelchairs Part 15: Requirements for information disclosure documentation and labelling | Code of Practice | Identical under dual numbering | 16-08-2024
1561 | IS 18651 (Part 19):2024ISO 7176-19:2022 | Wheelchairs Part 19: Wheelchairs for use as seats in motor vehicles | Product Specification | Identical under dual numbering | 16-08-2024
1562 | IS 18653 (Part 1):2024ISO 11199-1: 2021 | Assistive products for walking manipulated by both arms Requirements and test methods Part 1: Walking frames | Product Specification | Identical under dual numbering | 16-08-2024
1563 | IS 18653 (Part 3):2024ISO 11199-3:2005 | Walking aids manipulated by both arms Requirements and test methods Part 3: Walking tables | Product Specification | Identical under dual numbering | 16-08-2024
1564 | IS 18683 (Part 1):2024ISO 7711-1:2021 | Dentistry ï¿½ Diamond rotary instruments Part 1 General requirements | Product Specification | Identical under dual numbering | 16-08-2024
1565 | IS 18723:2024ISO 6717:2021 | In vitro diagnostic medical devices ï¿½ Single-use containers for the collection of specimens from humans other than blood | Product Specification | Identical under dual numbering | 16-08-2024
1566 | IS 18796:2024ISO 29585:2023 | Health Informatics ï¿½ Framework for Healthcare and Related Data Reporting | Others | Identical under dual numbering | 16-08-2024
1567 | IS 18799:2024ISO 41064:2023 | Health Informatics ï¿½ Standard Communication Protocol ï¿½ Computer-Assisted Electrocardiography | Others | Identical under dual numbering | 16-08-2024
1568 | IS 17721:2024 | In-vitro Diagnostic (IVD) Devices - Electrolyte Analyzer | Product Specification | Indigenous | 16-08-2024
1569 | IS 18735:2024ISO 15747:2018 | Plastic Containers for Intravenous Injections | Product Specification | Identical under dual numbering | 16-08-2024
1570 | IS 10258 (Part 2):2024ISO 7886-2:2020 | Sterile hypodermic syringes for single use Part 2 Syringes for use with power-driven syringe pumps | Product Specification | Identical under dual numbering | 16-08-2024
1571 | IS 17859 (Part 2):2024ISO 3630-2:2023 | Dentistry ï¿½ Endodontic instruments Part 2 Enlargers | Product Specification | Identical under dual numbering | 16-08-2024
1572 | IS 18493 (Part 6):2024ISO 15087-6:2000 | Dental Elevators Part 6 Flohr Elevators | Product Specification | Identical under dual numbering | 16-08-2024
1573 | IS 18529:2024ISO 11070:2014 | Sterile single-use intravascular introducers, dilators and guidewire | Product Specification | Identical under dual numbering | 16-08-2024
1574 | IS 18742 (Part 2):2024ISO 17664-2:2021 | Processing of health care products ï¿½ Information to be provided by the medical device manufacturer for the processing of medical devices Part 2 Non-critical medical devices | Process Specification | Identical under dual numbering | 16-08-2024
1575 | IS 18780:2024ISO 21533:2018 | Dentistry ï¿½ Reprocessable cartridge syringes for intraligamentary injections | Product Specification | Identical under dual numbering | 16-08-2024
1576 | IS 18789:2024ISO 3107:2022 | Dentistry ï¿½ Zinc oxide-eugenol cements and non-eugenol zinc oxide cements | Product Specification | Identical under dual numbering | 16-08-2024
1577 | IS 18502 (Part 2):2024ISO 16635-2:2014 | Dentistry ï¿½ Dental rubber dam instruments Part 2 Clamp forceps | Product Specification | Identical under dual numbering | 16-08-2024
1578 | IS 17859 (Part 4):2024ISO 3630-4:2023 | Dentistry ï¿½ Endodontic Instruments Part 4 Auxiliary Instruments | Product Specification | Identical under dual numbering | 23-08-2024
1579 | IS 18474 (Part 5):2024ISO 1135-5:2015 | Transfusion equipment for medical use Part 5 Transfusion sets for single use with pressure infusion apparatus | Product Specification | Identical under dual numbering | 23-08-2024
1580 | IS 18490:2024ISO 18618:2022 | Dentistry ï¿½ Interoperability of CAD/CAM systems | System Standard | Identical under dual numbering | 23-08-2024
1581 | IS 18681 (Part 4):2024ISO 6360-4:2004 | Dentistry ï¿½ Number Coding System for Rotary Instruments Part 4 Specific Characteristics of Diamond Instruments | Others | Identical under dual numbering | 23-08-2024
1582 | IS 18683 (Part 2):2024ISO 7711-2:2011 | Dentistry ï¿½ Rotary Diamond Instruments Part 2 Discs | Product Specification | Identical under dual numbering | 23-08-2024
1583 | IS 18730:2024ISO 14160:2020 | Sterilization of health care products ï¿½ Liquid chemical sterilizing agents for single-use medical devices utilizing animal tissues and their derivatives ï¿½ Requirements for characterization, development, validation and routine control of a sterilization process for medical devices | Process Specification | Identical under dual numbering | 23-08-2024
1584 | IS 18744:2024ISO 20069:2019 | Guidance for assessment and evaluation of changes to drug delivery systems | Code of Practice | Identical under dual numbering | 23-08-2024
1585 | IS 18790 (Part 2):2024ISO 5467-2:2022 | Dentistry ï¿½ Mobile dental units and dental patient chairs Part 2 Air, water, suction and wastewater systems | Product Specification | Identical under dual numbering | 23-08-2024
1586 | IS 18798:2024ISO 11609:2017 | Dentistry ï¿½ Dentifrices ï¿½ Requirements, Test Methods and Marking | Product Specification | Identical under dual numbering | 23-08-2024
1587 | IS 18810:2024ISO 21606:2022 | Dentistry ï¿½ Elastomeric auxiliaries for use in orthodontics | Product Specification | Identical under dual numbering | 27-08-2024
1588 | IS 18811 (Part 1):2024ISO 23401-1:2023 | Dentistry ï¿½ Chairside denture base relining materials Part 1 Hard type materials | Product Specification | Identical under dual numbering | 23-08-2024
1589 | IS 18813:2024ISO 6872:2015+AMD1:2018 | Dentistry ï¿½ Ceramic Materials | Product Specification | Identical under dual numbering | 23-08-2024
1590 | IS 18822:2024ISO 16408:2015 | Dentistry ï¿½ Oral Care Products ï¿½ Oral Rinses | Product Specification | Identical under dual numbering | 23-08-2024
1591 | IS 18823:2024ISO 7551:2023 | Dentistry ï¿½ Endodontic Absorbent Points | Product Specification | Identical under dual numbering | 23-08-2024
1592 | IS 18825:2024ISO 18675:2022 | Dentistry ï¿½ Machinable Ceramic Blanks | Product Specification | Identical under dual numbering | 23-08-2024
1593 | IS 18826:2024ISO 22112:2017 | Dentistry ï¿½ Artificial Teeth for Dental Prostheses | Product Specification | Identical under dual numbering | 23-08-2024
1594 | IS 18775:2024ISO 23450:2021 | Dentistry ï¿½ Intraoral camera | Product Specification | Identical under dual numbering | 29-08-2024
1595 | IS 18776:2024ISO 23445:2021 | Dentistry ï¿½ Tissue punches | Product Specification | Identical under dual numbering | 29-08-2024
1596 | IS 18778:2024ISO 22570:2020 | Dentistry ï¿½ Spoons and bone curettes | Product Specification | Identical under dual numbering | 30-08-2024
1597 | IS 18779:2024ISO 19448:2018 | Dentistry ï¿½ Analysis of fluoride concentration in aqueous solutions by use of fluoride ion-selective electrode | Methods of tests | Identical under dual numbering | 29-08-2024
1598 | IS 18781 (Part 1):2024ISO 21850-1:2020 | Dentistry ï¿½ Materials for Dental Instruments Part 1 Stainless Steel | Product Specification | Identical under dual numbering | 29-08-2024
1599 | IS 18786:2024ISO 22254:2005 | Dentistry ï¿½ Manual toothbrushes ï¿½ Resistance of tufted portion to deflection | Methods of tests | Identical under dual numbering | 29-08-2024
1600 | IS 18787:2024ISO 22569:2020 | Dentistry ï¿½ Multifunction handpieces | Product Specification | Identical under dual numbering | 29-08-2024
1601 | IS 18788:2024ISO 23940:2021 | Dentistry ï¿½ Excavators | Product Specification | Identical under dual numbering | 29-08-2024
1602 | IS 18790 (Part 1):2024ISO 5467-1:2022 | Dentistry ï¿½ Mobile dental units and dental patient chairs Part 1 General requirements | Product Specification | Identical under dual numbering | 29-08-2024
1603 | IS 18691:2024ISO 5367 : 2023 | Anaesthetic and Respiratory Equipment-Breathing Sets and Connectors | Product Specification | Identical under dual numbering | 07-08-2024
1604 | IS 6116 (Part 2):2024ISO 7494-2:2022 | Dentistry ï¿½ Stationary dental units and dental patient chairs Part 2 Air, water, suction and wastewater systems | Product Specification | Identical under dual numbering | 05-09-2024
1605 | IS 17859 (Part 6):2024ISO/TR 3630-6:2023 | Dentistry ï¿½ Endodontic Instruments Part 6 Numeric Coding System | Others | Identical under dual numbering | 05-09-2024
1606 | IS 18651 (Part 2):2024ISO 7176-2:2017 | Wheelchairs Part 2: Determination of dynamic stability of electrically powered wheelchairs | Methods of tests | Identical under dual numbering | 05-09-2024
1607 | IS 18651 (Part 6):2024ISO 7176-6:2018 | Wheelchairs Part 6: Determination of maximum speed of electrically powered wheelchairs | Product Specification | Identical under dual numbering | 05-09-2024
1608 | IS 18651 (Part 10):2024ISO 7176-10:2008 | Wheelchairs Part 10: Determination of obstacle-climbing ability of electrically powered wheelchairs | Methods of tests | Identical under dual numbering | 05-09-2024
1609 | IS 18831:2024ISO 17966:2016 | Assistive products for personal hygiene that support users - Requirements and Methods of Test | Product Specification | Identical under dual numbering | 11-09-2024
1610 | IS 18665:2024ISO 10328:2016 | Prosthetics ï¿½ Structural testing of lower-limb prostheses ï¿½ Requirements and test methods | Methods of tests | Identical under dual numbering | 09-09-2024
1611 | IS 18481:2024ISO 23908:2011 | Sharps Injury Protection - Requirements and Test Methods - Sharps Protection Features for Single-use Hypodermic Needles Introducers for Catheters and Needles Used for Blood Sampling | Product Specification | Identical under dual numbering | 23-09-2024
1612 | IS 18651 (Part 4):2024ISO 7176-4:2008 | Wheelchairs Part 4: Energy consumption of electric wheelchairs and scooters for determination of theoretical distance range | Methods of tests | Identical under dual numbering | 23-09-2024
1613 | IS 18812:2024ISO/TS 4640:2023 | Dentistry ï¿½ Test Methods for Tensile Bond Strength to Tooth Structure | Methods of tests | Identical under dual numbering | 23-09-2024
1614 | IS 18856:2024ISO 19007:2018 | Nanotechnologies In vitro MTS assay for measuring the cytotoxic effect of nanoparticles | Methods of tests | Identical under dual numbering | 23-09-2024
1615 | IS 18660:2024ISO 19029:2016 | Accessible design Auditory guiding signals in public facilities | Code of Practice | Identical under dual numbering | 16-10-2024
1616 | IS 18610:2024ISO 17509:2016 | Dentistry ï¿½ Torque transmitter for handpieces | Product Specification | Identical under dual numbering | 16-10-2024
1617 | IS 18696:2024 | Anaesthetic and Respiratory Equipment- Oropharyngeal Airways | Product Specification | Modified/Technically Equivalent | 29-10-2024
1618 | IS 18866:2024ISO 9626:2016 | Stainless Steel Needle Tubing for the Manufacture of Medical Devices ï¿½ Requirements and Test Methods | Product Specification | Identical under dual numbering | 29-10-2024
1619 | IS 18867 (Part 1):2024ISO 22077-1:2022 | Health Informatics ï¿½ Medical Waveform Format Part 1 Encoding Rules | Others | Identical under dual numbering | 29-10-2024
1620 | IS 18868:2024ISO/TS 17988:2020 | Dentistry ï¿½ Corrosion Test Methods for Dental Amalgam | Methods of tests | Identical under dual numbering | 29-10-2024
1621 | IS 18870:2024ISO/TS 20746:2016 | Dentistry ï¿½ Determination of the Strength of Dental Amalgam by the Hertzian Indentation Strength (HIT) Method | Methods of tests | Identical under dual numbering | 29-10-2024
1622 | IS 18784:2024 | Medical Devices ï¿½ Sleep Apnoea Breathing Therapy ï¿½ Masks and Application Accessories | Product Specification | Modified/Technically Equivalent | 29-10-2024
1623 | IS 18872:2024ISO 21881:2019 | Sterile Packaged Ready for Filling Glass Cartridges | Product Specification | Identical under dual numbering | 29-10-2024
1624 | IS 18855:2024ISO/TS 23128:2019 | Medical Devices ï¿½ Transfusion Set and Blood Bag Compatibility Test Method | Methods of tests | Identical under dual numbering | 29-10-2024
1625 | IS 18881 (Part 4):2024ISO 13408-4:2005 | Aseptic Processing of Health Care Products Part 4 Clean-in-Place Technologies | Process Specification | Identical under dual numbering | 29-10-2024
1626 | IS 18881 (Part 6):2024ISO 13408-6:2021 | Aseptic Processing of Health Care Products Part 6 Isolator Systems | Process Specification | Identical under dual numbering | 29-10-2024
1627 | IS 18881 (Part 7):2024ISO 13408-7:2012 | Aseptic Processing of Health Care Products Part 7 Alternative Processes for Medical Devices and Combination Products | Process Specification | Identical under dual numbering | 29-10-2024
1628 | IS 18857:2024ISO/TR 22019:2019 | Nanotechnologies ï¿½ Considerations for performing toxicokinetic studies with nanomaterials | Code of Practice | Identical under dual numbering | 29-10-2024
1629 | IS 18737:2024 | Protocol for Medico-Legal Examination of Accused of Sexual Assault (Standard Operating Procedure) | Code of Practice | Indigenous | 29-10-2024
1630 | IS 18879 (Part 2):2024ISO 8536-2:2023 | Infusion Equipment for Medical Use Part 2 Closures for Infusion Bottles | Product Specification | Identical under dual numbering | 29-10-2024
1631 | IS 18757:2024 | Protocol for Medico-Legal Examination of Survivor of Sexual Assault (Standard Operating Procedure) | Code of Practice | Indigenous | 29-10-2024
1632 | IS 18879 (Part 5):2024ISO 8536-5:2004 | Infusion Equipment for Medical Use Part 5 Burette Infusion Sets for Single Use, Gravity Feed | Product Specification | Identical under dual numbering | 29-10-2024
1633 | IS 18766 (Part 2):2024ISO 18562-2:2024 | Biocompatibility Evaluation of Breathing Gas Pathways in Healthcare Applications Part 2: Tests for Emissions of Particulate Matter | Methods of tests | Identical under dual numbering | 29-10-2024
1634 | IS 18879 (Part 7):2024ISO 8536-7:2009 | Infusion Equipment for Medical Use Part 7 Caps Made of Aluminium-Plastics Combinations for Infusion Bottles | Product Specification | Identical under dual numbering | 29-10-2024
1635 | IS 18772 (Part 2/Sec 87):2024 | Medical electrical equipment Part 2 Particular Requirements for Basic Safety and Essential Performance Section 87 High Frequency Ventilators | Product Specification | Modified/Technically Equivalent | 29-10-2024
1636 | IS 18777:2024ISO/TR 22710:2019 | Dentistry ï¿½ Vocabulary of process chain from dental CT to CAD/CAM for implant prosthetic restorations ï¿½ Backward planning in the digital process chain | Others | Identical under dual numbering | 29-10-2024
1637 | IS 18785:2024 | Anaesthetic and Respiratory Equipment ï¿½ Low-Flow Nasal Cannulae for Oxygen Therapy | Product Specification | Modified/Technically Equivalent | 29-10-2024
1638 | IS 18871:2024ISO 28620:2020 | Medical Devices ï¿½ Non-Electrically Driven Portable Infusion Devices | Product Specification | Identical under dual numbering | 29-10-2024
1639 | IS 18863 (Part 3):2024ISO 11737-3:2023 | Sterilization of Health Care Products ï¿½ Microbiological Methods Part 3 Bacterial Endotoxin Testing | Methods of tests | Identical under dual numbering | 29-10-2024
1640 | IS 18805:2024ISO 5359:2014 | Anaesthetic and Respiratory Equipment Low-Pressure Hose Assemblies for Use with Medical Gases | Product Specification | Identical under dual numbering | 29-10-2024
1641 | IS 18880:2024ISO 13004:2022 | Sterilization of Health Care Products ï¿½ Radiation ï¿½ Substantiation of Selected Sterilization Dose: Method VDmaxSD | Process Specification | Identical under dual numbering | 29-10-2024
1642 | IS 18879 (Part 9):2024ISO 8536-9:2015 | Infusion Equipment for Medical Use Part 9 Fluid Lines for Single Use with Pressure Infusion Equipment | Product Specification | Identical under dual numbering | 29-10-2024
1643 | IS 18879 (Part 10):2024ISO 8536-10:2015 | Infusion Equipment for Medical Use Part 10 Accessories for Fluid Lines for Single Use with Pressure Infusion Equipment | Product Specification | Identical under dual numbering | 29-10-2024
1644 | IS 18879 (Part 11):2024ISO 8536-11:2015 | Infusion Equipment for Medical Use Part 11 Infusion Filters for Single Use with Pressure Infusion Equipment | Product Specification | Identical under dual numbering | 29-10-2024
1645 | IS 18879 (Part 12):2024ISO 8536-12:2021 | Infusion Equipment for Medical Use Part 12 Check Valves for Single Use | Product Specification | Identical under dual numbering | 29-10-2024
1646 | IS 18879 (Part 13):2024ISO 8536-13:2016 | Infusion Equipment for Medical Use Part 13 Graduated Flow Regulators for Single Use with Fluid Contact | Product Specification | Identical under dual numbering | 29-10-2024
1647 | IS 18879 (Part 14):2024ISO 8536-14:2016 | Infusion Equipment for Medical Use Part 14 Clamps and Flow Regulators for Transfusion and Infusion Equipment without Fluid Contact | Product Specification | Identical under dual numbering | 29-10-2024
1648 | IS 18919:2024 | Ophthalmic optics and instruments Near reading charts | Product Specification | Modified/Technically Equivalent | 30-10-2024
1649 | IS 18653 (Part 2):2024ISO 11199-2:2021 | Assistive products for walking manipulated by both arms - Requirements and test methods Part 2 Rollators | Product Specification | Identical under dual numbering | 29-10-2024
1650 | IS 10258 (Part 4):2024ISO 7886-4:2018 | Sterile Hypodermic Syringes for Single Use Part 4 Syringes with Re-use Prevention Feature | Product Specification | Identical under dual numbering | 14-11-2024
1651 | IS 18865 (Part 5):2024ISO 21549-5:2023 | Health Informatics ï¿½ Patient Healthcard Data Part 5 Identification Data | Others | Identical under dual numbering | 14-11-2024
1652 | IS 18927:2024 | Cardiovascular implants ï¿½ Transcatheter cardiac occluders (ISO 22679 : 2021, MOD) | Product Specification | Modified/Technically Equivalent | 14-11-2024
1653 | IS 18878:2024ISO 10781:2023 | Health Informatics ï¿½ HL7 Electronic Health Record-System Functional Model, Release 2.1 (EHR FM) | Others | Identical under dual numbering | 14-11-2024
1654 | IS 18292 (Part 1):2024ISO 10555-1:2023 | Intravascular Catheters ï¿½ Sterile and Single-Use Catheters Part 1 General Requirements | Product Specification | Identical under dual numbering | 19-11-2024
1655 | IS 18292 (Part 4):2024ISO 10555-4:2023 | Intravascular Catheters ï¿½ Sterile and Single-Use Catheters Part 4 Balloon Dilatation Catheters (First Revision) | Product Specification | Identical under dual numbering | 19-11-2024
1656 | IS 18827:2024ISO 5361:2023 | Anaesthetic and respiratory equipment Tracheal tubes and connectors | Product Specification | Identical under dual numbering | 19-11-2024
1657 | IS 18858:2024ISO 22674:2022 | Dentistry ï¿½ Metallic materials for fixed and removable restorations and appliances | Product Specification | Identical under dual numbering | 19-11-2024
1658 | IS 18865 (Part 7):2024ISO 21549-7:2024 | Health informatics ï¿½ Patient Healthcard Data Part 7 Medication Data | Others | Identical under dual numbering | 19-11-2024
1659 | IS 18867 (Part 2):2024ISO 22077-2:2023 | Health Informatics ï¿½ Medical Waveform Format Part 2 Electrocardiography | Others | Identical under dual numbering | 21-11-2024
1660 | IS 18867 (Part 3):2024ISO 22077-3:2023 | Health Informatics ï¿½ Medical Waveform Format Part 3 Long-term Electrocardiography | Others | Identical under dual numbering | 19-11-2024
1661 | IS 18875 (Part 10425):2024ISO/IEEE 11073-10425:2019 | Health Informatics ï¿½ Personal Health Device Communication Part 10425 Device Specialization ï¿½ Continuous Glucose Monitor (CGM) | Others | Identical under dual numbering | 19-11-2024
1662 | IS 18881 (Part 5):2024ISO 13408-5:2006 | Aseptic Processing of Health Care Products Part 5 Sterilization in Place | Process Specification | Identical under dual numbering | 19-11-2024
1663 | IS 18292 (Part 7):2024ISO 10555-7:2023 | Intravascular Catheters ï¿½ Sterile and Single-Use Catheters Part 7 Peripherally Inserted Central Catheters | Product Specification | Identical under dual numbering | 19-11-2024
1664 | IS 18902:2024ISO/TR 19057:2017 | Nanotechnologies ï¿½Use and application of acellular in vitro tests and methodologies to assess nanomaterial biodurability | Code of Practice | Identical under dual numbering | 22-11-2024
1665 | IS 18869:2024ISO/TS 14265:2024 | Health Informatics ï¿½ Classification of Purposes for Processing Personal Health Information | Others | Identical under dual numbering | 19-11-2024
1666 | IS 18834:2024 | Anaesthetic and respiratory equipment Supralaryngeal airways and connectors | Product Specification | Modified/Technically Equivalent | 19-11-2024
1667 | IS 17716:2024 | In-vitro Diagnostic (IVD) Devices - Blood Gas Analyzers | Product Specification | Indigenous | 20-12-2024
1668 | IS 18803:2024ISO 9333:2022 | Dentistry ï¿½ Brazing materials | Product Specification | Identical under dual numbering | 20-12-2024
1669 | IS 18853:2024ISO 11978:2017 + AMD 1:2020 | Ophthalmic optics Contact lenses and contact lens care products Labelling | Others | Identical under dual numbering | 20-12-2024
1670 | IS 18879 (Part 3):2024ISO 8536-3:2009+Amd1:2022 | Infusion Equipment for Medical Use Part 3 Aluminium Caps for Infusion Bottles | Product Specification | Identical under dual numbering | 20-12-2024
1671 | IS 18879 (Part 6):2024ISO 8536-6:2016 | Infusion Equipment for Medical Use Part 6 Freeze Drying Closures for Infusion Bottles | Product Specification | Identical under dual numbering | 20-12-2024
1672 | IS 18879 (Part 8):2024ISO 8536-8:2015 | Infusion equipment for medical use Part 8 Infusion sets for single use with pressure infusion apparatus | Product Specification | Identical under dual numbering | 20-12-2024
1673 | IS 18879 (Part 15):2024ISO 8536-15:2022+Amd1:2023 | Infusion Equipment for Medical Use Part 15 Light-Protective Infusion Sets for Single Use | Product Specification | Identical under dual numbering | 20-12-2024
1674 | IS 18881 (Part 3):2024ISO 13408-3:2006 | Aseptic Processing of Health Care Products Part 3 Lyophilization | Process Specification | Identical under dual numbering | 20-12-2024
1675 | IS 18967:2024ISO 5365:2024 | Dentistry ï¿½ Designation System for Tooth Developmental Stages | Code of Practice | Identical under dual numbering | 20-12-2024
1676 | IS 18864:2024 | Ophthalmic optics ï¿½ Contact lenses and contact lens care products Fundamental requirements | Product Specification | Modified/Technically Equivalent | 09-01-2025
1677 | IS 18766 (Part 1):2025 | Biocompatibility evaluation of breathing gas pathways in healthcare applications Part 1: Evaluation and testing within a risk management process | Methods of tests | Modified/Technically Equivalent | 29-01-0025
1678 | IS 18951:2025 | Dentistry ï¿½ Manual Toothbrushes ï¿½ General Requirements and Test Methods (ISO 20126 : 2022, MOD) | Product Specification | Modified/Technically Equivalent | 29-01-2025
1679 | IS 18983:2025ISO 19213: 2017 | Implants for surgery - Test methods of material for use as a cortical bone model | Methods of tests | Identical under dual numbering | 29-01-2025
1680 | IS 18987:2025ISO 22598:2020 | Dentistry ï¿½ Colour Tabs for Intraoral Tooth Colour Determination | Code of Practice | Identical under dual numbering | 29-01-2025
1681 | IS 18991:2025ISO 10394:2023 | Dentistry ï¿½ Designation System for Supernumerary Teeth | Code of Practice | Identical under dual numbering | 29-01-2025
1682 | IS 18992:2025ISO 24395:2023 | Dentistry ï¿½ Classification of Tooth Restorations Preparation | Code of Practice | Identical under dual numbering | 29-01-2025
1683 | IS 18993:2025ISO 22683:2022 | Dentistry ï¿½ Rotational Adaptability Test Between Implant Body and Implant Abutment in Dental Implant Systems | Methods of tests | Identical under dual numbering | 29-01-2025
1684 | IS 18995 (Part 1):2025ISO 7787-1:2016 | Dentistry ï¿½ Laboratory Cutters Part 1 Steel Laboratory Cutters | Product Specification | Identical under dual numbering | 29-01-2025
1685 | IS 18995 (Part 2):2025ISO 7787-2:2020 | Dentistry ï¿½ Laboratory Cutters Part 2 Carbide laboratory cutters | Product Specification | Identical under dual numbering | 29-01-2025
1686 | IS 18995 (Part 3):2025ISO 7787-3:2017 | Dentistry ï¿½ Laboratory Cutters Part 3 Carbide Cutters for Milling Machines | Product Specification | Identical under dual numbering | 29-01-2025
1687 | IS 18996 (Part 2):2025 | Dentistry ï¿½ Extraction Forceps Part 2 Designation (ISO 9173-2 : 2010, MOD) | Code of Practice | Modified/Technically Equivalent | 29-01-2025
1688 | IS 18996 (Part 3):2025 | Dentistry ï¿½ Extraction Forceps Part 3 Design (ISO 9173-3 : 2014, MOD) | Product Specification | Modified/Technically Equivalent | 29-01-2025
1689 | IS 18999 (Part 1):2025ISO 4865-1:2023 | Dentistry ï¿½ General Requirements of Hand Instruments Part 1 Non-Hinged Hand Instruments | Product Specification | Identical under dual numbering | 29-01-2025
1690 | IS 19044:2025 | Dentistry ï¿½ Polymer-Based Composite Machinable Blanks (ISO 5139 : 2023, MOD) | Product Specification | Modified/Technically Equivalent | 29-01-2025
1691 | IS 19046:2025 | Dentistry ï¿½ Magnetic Attachments (ISO 13017 : 2020, MOD) | Product Specification | Modified/Technically Equivalent | 29-01-2025
1692 | IS 19054:2025ISO 23298:2023 | Dentistry ï¿½ Machining Accuracy of Computer-Aided Milling Machines ï¿½ Methods of Test | Methods of tests | Identical under dual numbering | 29-01-2025
1693 | IS 18375 (Part 4):2025 | Medical Suction Equipment Part 4: General Requirements | Product Specification | Modified/Technically Equivalent | 29-01-2025
1694 | IS 18974:2025 | Cardiovascular Implants and Artificial Organs ï¿½ Cannulae for Extracorporeal Circulation (ISO 18193 : 2021, MOD) | Product Specification | Modified/Technically Equivalent | 29-01-2025
1695 | IS 18903:2025ISO/PAS 7020:2023 | Sizing parameters of surgical valve prostheses: Requirements regarding the application of ISO 5840-2 | Dimensions | Identical under dual numbering | 10-02-2025
1696 | IS 18917:2025ISO 21987:2017 | Ophthalmic optics - Mounted spectacle lenses | Product Specification | Identical under dual numbering | 10-02-2025
1697 | IS 18950:2025ISO 17853: 2011 | Wear of Implant Materials - Polymer and Metal Wear Particles - Isolation and Characterization | Others | Identical under dual numbering | 10-02-2025
1698 | IS 18984:2025ISO/TS 20721: 2020 | Implants for surgery - General guidelines and requirements for assessment of absorbable metallic implants | Others | Identical under dual numbering | 10-02-2025
1699 | IS 18985:2025ISO 22926: 2023 | Implants for surgery - Specification and verification of synthetic anatomical bone models for testing | Methods of tests | Identical under dual numbering | 10-02-2025
1700 | IS 18986:2025ISO 16087: 2013 | Implants for Surgery - Roentgen Stereo Photogrammetric Analysis for the Assessment of Migration of Orthopaedic Implants | Methods of tests | Identical under dual numbering | 10-02-2025
1701 | IS 18443:2025 | Medical electrical equipment X-ray tube assemblies for medical diagnosis Focal spot dimensions and related characteristics | Methods of tests | Modified/Technically Equivalent | 07-03-2025
1702 | IS 18558 (Part 1):2025 | Assistive products for walking manipulated by one arm ï¿½ Requirements and Methods of Test Part 1 Elbow crutches | Product Specification | Modified/Technically Equivalent | 07-03-2025
1703 | IS 18558 (Part 4):2025 | Walking aids manipulated by one arm ï¿½ Requirements and test methods Part 4 Walking sticks with three or more legs (ISO 11334-4 : 1999, MOD) | Product Specification | Modified/Technically Equivalent | 07-03-2025
1704 | IS 18949:2025ISO 5741 : 2023 | Healthcare Organization Management - Pandemic Response - Temporary Medical Facility | Code of Practice | Identical under dual numbering | 07-03-2025
1705 | IS 12376 (Part 2):2025 | Implants for Surgery ï¿½ Components for Partial and Total Knee-joint Prostheses Part 2 Articulating Surfaces made of Metal Ceramic and Plastics Materials | Product Specification | Modified/Technically Equivalent | 24-03-2025
1706 | IS 15732 (Part 5):2025ISO 8600-5:2020 | Medical endoscopes and endotherapy devices Part 5: Determination of optical resolution of rigid endoscopes with optics | Methods of tests | Identical under dual numbering | 24-03-2025
1707 | IS 15732 (Part 8):2025ISO 8600-8:2021 | Medical endoscopes and endotherapy devices Part 8 Particular requirements for capsule endoscopes | Product Specification | Identical under dual numbering | 24-03-2025
1708 | IS 18882:2025 | Ophthalmic instruments - Indirect ophthalmoscopes | Product Specification | Modified/Technically Equivalent | 24-03-2025
1709 | IS 19045:2025 | Dentistry ï¿½ Corrosion Test Methods for Metallic Materials (ISO 10271 : 2020, MOD) | Methods of tests | Modified/Technically Equivalent | 24-03-2025
1710 | IS 19049:2025 | Dentistry ï¿½ External Tooth Bleaching Products (ISO 28399 : 2021, MOD) | Product Specification | Modified/Technically Equivalent | 24-03-2025
1711 | IS 19072:2025 | Non-Active Surgical Implants ï¿½ Mammary Implants ï¿½ Particular Requirements | Product Specification | Modified/Technically Equivalent | 24-03-2025
1712 | IS 19223:2025ISO 13782 : 2019 | Implants for Surgery - Metallic Materials - Unalloyed Tantalum for Surgical Implant Applications (First Revision) | Product Specification | Identical under dual numbering | 24-03-2025
1713 | IS 19193:2025 | Non-Active Surgical Implants ï¿½ Joint Replacement Implants ï¿½ Specific Requirements for Knee-Joint Replacement Implants | Product Specification | Modified/Technically Equivalent | 26-03-2025
1714 | IS 19071:2025 | Instruments for Use in Association with Non-Active Surgical Implants ï¿½ General Requirements | Product Specification | Modified/Technically Equivalent | 26-03-2025
1715 | IS 19066 (Part 3):2025ISO 14242-3:2009 | Implants for Surgery Wear of Total Hip-Joint Prostheses Part 3: Loading and Displacement Parameters for Orbital Bearing Type Wear Testing Machines and Corresponding Environmental Conditions for Test | Methods of tests | Identical under dual numbering | 26-03-2025
1716 | IS 18976:2025 | Dentistry ï¿½ Powder Jet Handpieces and Powders (ISO 20608 : 2018, MOD) | Product Specification | Modified/Technically Equivalent | 01-04-2025
1717 | IS 18651 (Part 8):2025ISO 7176-8:2014 | Wheelchairs Part 8: Requirements and test methods for static impact and fatigue strengths | Methods of tests | Identical under dual numbering | 26-03-2025
1718 | IS 15732 (Part 6):2025ISO 8600-6:2020 | Medical endoscopes and endotherapy devices Part 6 Vocabulary | Terminology | Identical under dual numbering | 26-03-2025
1719 | IS 18075 (Part 5):2025ISO 14243-5:2019 | Implants for Surgery ï¿½ Wear of Total Knee Prostheses Part 5 Durability Performance of the Patellofemoral Joint | Methods of tests | Identical under dual numbering | 26-03-2025
1720 | IS 18651 (Part 22):2025ISO 7176-22: 2014 | Wheelchairs Part 22 Set-up procedures | Methods of tests | Identical under dual numbering | 26-03-2025
1721 | IS 18918:2025ISO 13666:2019 | Ophthalmic optics - Spectacle lenses -Vocabulary | Terminology | Identical under dual numbering | 01-04-2025
1722 | IS 18980:2025 | Blood Donor Couch | Product Specification | Indigenous | 26-03-2025
1723 | IS 18981:2025 | Dialysis Chair | Product Specification | Indigenous | 26-03-2025
1724 | IS 18995 (Part 4):2025ISO 7787-4:2002 | Dental Rotary Instruments ï¿½ Cutters Part 4 Miniature Carbide Laboratory Cutters | Product Specification | Identical under dual numbering | 26-03-2025
1725 | IS 18996 (Part 1):2025ISO 9173-1:2016 | Dentistry ï¿½ Extraction Forceps Part 1 General Requirements | Product Specification | Identical under dual numbering | 26-03-2025
1726 | IS 19043:2025 | Dentistry ï¿½ Evaluation of Antibacterial Activity of Dental Restorative Materials, Luting Materials, Fissure Sealants and Orthodontic Bonding or Luting Materials (ISO 3990 : 2023, MOD) | Methods of tests | Modified/Technically Equivalent | 26-03-2025
1727 | IS 19051:2025ISO 20569:2018 | Dentistry ï¿½ Trephine Burs | Product Specification | Identical under dual numbering | 26-03-2025
1728 | IS 19066 (Part 1):2025ISO 14242-1:2014 | Implants for Surgery ï¿½ Wear of Total Hip-Joint Prostheses Part 1 Loading and Displacement Parameters for Wear-testing Machines and Corresponding Environmental Conditions for Test | Methods of tests | Identical under dual numbering | 26-03-2025
1729 | IS 19066 (Part 2):2025ISO 14242-2:2016 | Implants for Surgery ï¿½ Wear of Total Hip-Joint Prostheses Part 2 Methods of Measurement | Methods of tests | Identical under dual numbering | 26-03-2025
1730 | IS 19066 (Part 4):2025ISO 14242-4:2018 | Implants for Surgery ï¿½ Wear of Total Hip-Joint Prostheses Part 4 Testing Hip Prostheses Under Variations in Component Positioning which Results in Direct Edge Loading | Methods of tests | Identical under dual numbering | 01-04-2025
1731 | IS 19070:2025 | Implants for Surgery ï¿½ Two-Part Addition-Cure Silicone Elastomers | Product Specification | Modified/Technically Equivalent | 26-03-2025
1732 | IS 13450 (Part 2/Sec 90):2025 | Medical Electrical Equipment Part 2 Particular Requirements for Basic Safety and Essential Performance Section 90 Respiratory High-flow Therapy Equipment | Product Specification | Modified/Technically Equivalent | 26-03-2025
1733 | IS 18766 (Part 3):2025 | Biocompatibility Evaluation of Breathing Gas Pathways in Healthcare Applications Part 3: Tests for Emissions of Volatile Organic Substances | Code of Practice | Modified/Technically Equivalent | 26-03-2025
1734 | IS 19133 (Part 2):2025 | Anaesthetic and respiratory equipment Heat and moisture exchangers HMEs for humidifying respired gases in humans Part 2: HMEs for use with tracheostomized patients having minimum tidal volumes of 250 ml | Product Specification | Modified/Technically Equivalent | 26-03-2025
1735 | IS 19150:2025ISO 26825:2020 | Anaesthetic and Respiratory Equipment User-Applied Labels for Syringes Containing Drugs Used During Anaesthesia - Colours Design and Performance | Code of Practice | Identical under dual numbering | 26-03-2025
1736 | IS 19171:2025 | Anaesthetic and Respiratory Equipment ï¿½ General Requirements for Airways and Related Equipment | Product Specification | Modified/Technically Equivalent | 26-03-2025
1737 | IS 19186 (Part 2):2025 | Breathing System Filters for Anaesthetic and Respiratory Use Part 2: Non-Filtration Aspects | Code of Practice | Modified/Technically Equivalent | 26-03-2025
1738 | IS 18886:2025 | Ophthalmic instruments - Direct ophthalmoscopes | Product Specification | Modified/Technically Equivalent | 24-03-2025
1739 | IS 17750 (Part 4):2025 | Implants for surgery ï¿½ Active implantable medical devices ï¿½ Part 4: Implantable infusion pump systems (ISO 14708-4 : 2022, MOD) | Product Specification | Modified/Technically Equivalent | 29-04-2025
1740 | IS 18766 (Part 4):2025 | Biocompatibility Evaluation of Breathing Gas Pathways in Healthcare Applications Part 4: Tests for Leachables in Condensate | Code of Practice | Modified/Technically Equivalent | 29-04-2025
1741 | IS 19099:2025 | Vaccine Carriers ï¿½ General Requirements and Test Methods | Product Specification | Indigenous | 29-04-2025
1742 | IS 19106:2025 | Refrigerator or Combined Refrigerator and Water-Pack Freezer Intermittent Mains Powered ï¿½ Compression Cycle ï¿½ General Requirements and Test Methods | Product Specification | Indigenous | 29-04-2025
1743 | IS 19187:2025ISO 19223:2019 | Lung Ventilators and Related Equipment - Vocabulary and Semantics | Code of Practice | Identical under dual numbering | 29-04-2025
1744 | IS 17964 (Part 3):2025 | Small-bore connectors for liquids and gases in healthcare applications Part 3 Connectors for enteral applications | Product Specification | Modified/Technically Equivalent | 23-05-2025
1745 | IS 19180:2025 | Non-active surgical implants ï¿½ Joint replacement implants ï¿½ Specific requirements for hip-joint Replacement implants | Product Specification | Modified/Technically Equivalent | 29-05-2025
1746 | IS 19189:2025ISO 19028: 2016 | Accessible design Information contents figuration and display methods of tactile guide maps | Code of Practice | Identical under dual numbering | 13-06-2025
1747 | IS 19190:2025ISO 17049: 2013 | Accessible Design Application of Braille on Signage Equipment and Appliances | Code of Practice | Identical under dual numbering | 13-06-2025
1748 | IS 19233 (Part 1):2025 | Implants for Surgery ï¿½ Coatings on Metallic Surgical Implants Part 1 Plasma-Sprayed Coatings Derived from Titanium or Titanium 6 Aluminum-4 Vanadium Alloy Powders | Product Specification | Modified/Technically Equivalent | 13-06-2025
1749 | IS 19173 (Part 1):2025 | Medical Device Software Part 1 Guidance on the Application of ISO 14971 to Medical Device Software | Code of Practice | Modified/Technically Equivalent | 20-06-2025
1750 | IS 19314:2025 | Non-chlorinated Plastic Biomedical Waste Bag | Product Specification | Indigenous | 17-07-2025