## TestingLabs
Address | License Number | Issue Date | Device Name | Class Name
Accuprec Research Labs Pvt Ltd. Opp. Zydus Pharmez, Changodar-Bavla Highway, Vill Matoda, Ahmedabad-382213, Ahmedabad, Gujarat Pincode: 382213 | TL/MD/2021/000002 | 19-Apr-2021 | Blood bags | Class B
Accuprec Research Labs Pvt Ltd. Opp. Zydus Pharmez, Changodar-Bavla Highway, Vill Matoda, Ahmedabad-382213, Ahmedabad, Gujarat Pincode: 382213 | TL/MD/2021/000002 | 19-Apr-2021 | Disposable Hypodermic Syringes | Class B
Accuprec Research Labs Pvt Ltd. Opp. Zydus Pharmez, Changodar-Bavla Highway, Vill Matoda, Ahmedabad-382213, Ahmedabad, Gujarat Pincode: 382213 | TL/MD/2021/000002 | 19-Apr-2021 | Condoms | Class C
Accuprec Research Labs Pvt Ltd. Opp. Zydus Pharmez, Changodar-Bavla Highway, Vill Matoda, Ahmedabad-382213, Ahmedabad, Gujarat Pincode: 382213 | TL/MD/2021/000002 | 19-Apr-2021 | Copper T | Class C
Accuprec Research Labs Pvt Ltd. Opp. Zydus Pharmez, Changodar-Bavla Highway, Vill Matoda, Ahmedabad-382213, Ahmedabad, Gujarat Pincode: 382213 | TL/MD/2021/000002 | 19-Apr-2021 | Disposable Hypodermic needles | Class C
Accuprec Research Labs Pvt Ltd. Opp. Zydus Pharmez, Changodar-Bavla Highway, Vill Matoda, Ahmedabad-382213, Ahmedabad, Gujarat Pincode: 382213 | TL/MD/2021/000002 | 19-Apr-2021 | Sutures | Class C
Accuprec Research Labs Pvt Ltd. Opp. Zydus Pharmez, Changodar-Bavla Highway, Vill Matoda, Ahmedabad-382213, Ahmedabad, Gujarat Pincode: 382213 | TL/MD/2021/000002 | 19-Apr-2021 | Tubal rings | Class C
Accuprec Research Labs Pvt Ltd. Opp. Zydus Pharmez, Changodar-Bavla Highway, Vill Matoda, Ahmedabad-382213, Ahmedabad, Gujarat Pincode: 382213 | TL/MD/2021/000002 | 19-Apr-2021 | Ablation devices | Class D
Accuprec Research Labs Pvt Ltd. Opp. Zydus Pharmez, Changodar-Bavla Highway, Vill Matoda, Ahmedabad-382213, Ahmedabad, Gujarat Pincode: 382213 | TL/MD/2021/000002 | 19-Apr-2021 | Catheters | Class D
Accuprec Research Labs Pvt Ltd. Opp. Zydus Pharmez, Changodar-Bavla Highway, Vill Matoda, Ahmedabad-382213, Ahmedabad, Gujarat Pincode: 382213 | TL/MD/2021/000002 | 19-Apr-2021 | Coronary stents | Class D
Accuprec Research Labs Pvt Ltd. Opp. Zydus Pharmez, Changodar-Bavla Highway, Vill Matoda, Ahmedabad-382213, Ahmedabad, Gujarat Pincode: 382213 | TL/MD/2021/000002 | 19-Apr-2021 | Drug eluting stents | Class D
Accuprec Research Labs Pvt Ltd. Opp. Zydus Pharmez, Changodar-Bavla Highway, Vill Matoda, Ahmedabad-382213, Ahmedabad, Gujarat Pincode: 382213 | TL/MD/2021/000002 | 19-Apr-2021 | Internal Prosthetic replacements | Class D
Accuprec Research Labs Pvt Ltd. Opp. Zydus Pharmez, Changodar-Bavla Highway, Vill Matoda, Ahmedabad-382213, Ahmedabad, Gujarat Pincode: 382213 | TL/MD/2021/000002 | 19-Apr-2021 | Intra Ocular Lenses Implants | Class D
Accuprec Research Labs Pvt Ltd. Opp. Zydus Pharmez, Changodar-Bavla Highway, Vill Matoda, Ahmedabad-382213, Ahmedabad, Gujarat Pincode: 382213 | TL/MD/2021/000002 | 19-Apr-2021 | Orthopaedic Implants and Devices | Class D
Accuprec Research Labs Pvt Ltd. Opp. Zydus Pharmez, Changodar-Bavla Highway, Vill Matoda, Ahmedabad-382213, Ahmedabad, Gujarat Pincode: 382213 | TL/MD/2021/000002 | 19-Apr-2021 | Vascular devices and IV sets | Class D
Accuprec Research Labs Pvt Ltd. Opp. Zydus Pharmez, Changodar-Bavla Highway, Vill Matoda, Ahmedabad-382213, Ahmedabad, Gujarat Pincode: 382213 | TL/MD/2025/000008 | 05-May-2025 | Breathing circuit bag (Biocompability Testing as per ISO 10993-1, Sterility Test as per IP 2022, Endotoxins Test as per USP (161), Blood gas pathway as per ISO 18562-1-2-3,-4) | Class A
Accuprec Research Labs Pvt Ltd. Opp. Zydus Pharmez, Changodar-Bavla Highway, Vill Matoda, Ahmedabad-382213, Ahmedabad, Gujarat Pincode: 382213 | TL/MD/2025/000008 | 05-May-2025 | Closed-ended wearable urine collection bag, non-sterile (Biocompability Testing as per ISO 10993-1, Sterility Test as per IP 2022, Endotoxins Test as per USP (161) | Class A
Accuprec Research Labs Pvt Ltd. Opp. Zydus Pharmez, Changodar-Bavla Highway, Vill Matoda, Ahmedabad-382213, Ahmedabad, Gujarat Pincode: 382213 | TL/MD/2025/000008 | 05-May-2025 | Contact Lens (Biocompability Testing as per ISO 10993-1, Sterility Test as per IP 2022, Endotoxins Test as per USP (161), Physical test as per ISO 18369-3 | Class A
Accuprec Research Labs Pvt Ltd. Opp. Zydus Pharmez, Changodar-Bavla Highway, Vill Matoda, Ahmedabad-382213, Ahmedabad, Gujarat Pincode: 382213 | TL/MD/2025/000008 | 05-May-2025 | Dental dressing forceps, single-use, reusable (Biocompability Testing as per ISO 10993-1) | Class A
Accuprec Research Labs Pvt Ltd. Opp. Zydus Pharmez, Changodar-Bavla Highway, Vill Matoda, Ahmedabad-382213, Ahmedabad, Gujarat Pincode: 382213 | TL/MD/2025/000008 | 05-May-2025 | Dental impression material (Biocompability Testing as per ISO 10993-1, Sterility Test as per IP 2022, Endotoxins Test as per USP (161) | Class A
Accuprec Research Labs Pvt Ltd. Opp. Zydus Pharmez, Changodar-Bavla Highway, Vill Matoda, Ahmedabad-382213, Ahmedabad, Gujarat Pincode: 382213 | TL/MD/2025/000008 | 05-May-2025 | Drip, Hand-held Female wearable urinal (Biocompability Testing as per ISO 10993-1, Sterility Test as per IP 2022, Endotoxins Test as per USP (161) | Class A
Accuprec Research Labs Pvt Ltd. Opp. Zydus Pharmez, Changodar-Bavla Highway, Vill Matoda, Ahmedabad-382213, Ahmedabad, Gujarat Pincode: 382213 | TL/MD/2025/000008 | 05-May-2025 | Ear microsystem needle (Biocompability Testing as per ISO 10993-1, Sterility Test as per IP 2022, Endotoxins Test as per USP 46, Phthaletes as per ASTM D7823) | Class A
Accuprec Research Labs Pvt Ltd. Opp. Zydus Pharmez, Changodar-Bavla Highway, Vill Matoda, Ahmedabad-382213, Ahmedabad, Gujarat Pincode: 382213 | TL/MD/2025/000008 | 05-May-2025 | Hydrophilic, Occlusive, wound dressing (Biocompability Testing as per ISO 10993-1) | Class A
Accuprec Research Labs Pvt Ltd. Opp. Zydus Pharmez, Changodar-Bavla Highway, Vill Matoda, Ahmedabad-382213, Ahmedabad, Gujarat Pincode: 382213 | TL/MD/2025/000008 | 05-May-2025 | Incontinence penis clamp, reusable (Biocompability Testing as per ISO 10993-1, Sterility Test as per IP 2022, Endotoxins Test as per USP (161) | Class A
Accuprec Research Labs Pvt Ltd. Opp. Zydus Pharmez, Changodar-Bavla Highway, Vill Matoda, Ahmedabad-382213, Ahmedabad, Gujarat Pincode: 382213 | TL/MD/2025/000008 | 05-May-2025 | I.V. Cannula (Biocompability Testing as per ISO 10993-1, Sterility Test as per IP 2022, Endotoxins Test as per USP (161), Blood gas pathway as per ISO 18562-1-2-3,-4, physical test | Class A
Accuprec Research Labs Pvt Ltd. Opp. Zydus Pharmez, Changodar-Bavla Highway, Vill Matoda, Ahmedabad-382213, Ahmedabad, Gujarat Pincode: 382213 | TL/MD/2025/000008 | 05-May-2025 | Joints (Biocompability Testing as per ISO 10993-1, Sterility Test as per IP 2022, Endotoxins Test as per USP (161) | Class A
Accuprec Research Labs Pvt Ltd. Opp. Zydus Pharmez, Changodar-Bavla Highway, Vill Matoda, Ahmedabad-382213, Ahmedabad, Gujarat Pincode: 382213 | TL/MD/2025/000008 | 05-May-2025 | Mask (Biocompability Testing as per ISO 10993-1, Sterility Test as per IP 2022, Resistance to penetration by synthetic blood as per ASTM F 1670, Performance Test as per ASTMF 2100 | Class A
Accuprec Research Labs Pvt Ltd. Opp. Zydus Pharmez, Changodar-Bavla Highway, Vill Matoda, Ahmedabad-382213, Ahmedabad, Gujarat Pincode: 382213 | TL/MD/2025/000008 | 05-May-2025 | Neurological Device (Biocompability Testing as per ISO 10993-1) | Class A
Accuprec Research Labs Pvt Ltd. Opp. Zydus Pharmez, Changodar-Bavla Highway, Vill Matoda, Ahmedabad-382213, Ahmedabad, Gujarat Pincode: 382213 | TL/MD/2025/000008 | 05-May-2025 | Non-powdered surgeons glove (Biocompability Testing as per ISO 10993-1, Tensile Strength USP 46-NF) | Class A
Accuprec Research Labs Pvt Ltd. Opp. Zydus Pharmez, Changodar-Bavla Highway, Vill Matoda, Ahmedabad-382213, Ahmedabad, Gujarat Pincode: 382213 | TL/MD/2025/000008 | 05-May-2025 | Ocular occlude (Biocompability Testing as per ISO 10993-1) | Class A
Accuprec Research Labs Pvt Ltd. Opp. Zydus Pharmez, Changodar-Bavla Highway, Vill Matoda, Ahmedabad-382213, Ahmedabad, Gujarat Pincode: 382213 | TL/MD/2025/000008 | 05-May-2025 | Paediatric urine collection/analysis kit (Biocompability Testing as per ISO 10993-1) | Class A
Accuprec Research Labs Pvt Ltd. Opp. Zydus Pharmez, Changodar-Bavla Highway, Vill Matoda, Ahmedabad-382213, Ahmedabad, Gujarat Pincode: 382213 | TL/MD/2025/000008 | 05-May-2025 | Plate (Biocompability Testing as per ISO 10993-1, Sterility Test as per IP 2022, Endotoxins Test as per USP (161) | Class A
Accuprec Research Labs Pvt Ltd. Opp. Zydus Pharmez, Changodar-Bavla Highway, Vill Matoda, Ahmedabad-382213, Ahmedabad, Gujarat Pincode: 382213 | TL/MD/2025/000008 | 05-May-2025 | Rubber dam clamp forceps (Biocompability Testing as per ISO 10993-1, Sterility Test as per IP 2022, Endotoxins Test as per USP (161) | Class A
Accuprec Research Labs Pvt Ltd. Opp. Zydus Pharmez, Changodar-Bavla Highway, Vill Matoda, Ahmedabad-382213, Ahmedabad, Gujarat Pincode: 382213 | TL/MD/2025/000008 | 05-May-2025 | Suture(Biocompability Testing-ISO 10993-1,Tensile Strength-USP 46-NF,Chapter881,Sterility Test-IP 2022,Endotoxins Test-USP(161),Blood gas pathway-ISO 18562-1-2-3,-4,Phthaletes-ASTM D7823,physical test | Class A
Accuprec Research Labs Pvt Ltd. Opp. Zydus Pharmez, Changodar-Bavla Highway, Vill Matoda, Ahmedabad-382213, Ahmedabad, Gujarat Pincode: 382213 | TL/MD/2025/000008 | 05-May-2025 | Tracheal dilator (Biocompability Testing as per ISO 10993-1 | Class A
Accuprec Research Labs Pvt Ltd. Opp. Zydus Pharmez, Changodar-Bavla Highway, Vill Matoda, Ahmedabad-382213, Ahmedabad, Gujarat Pincode: 382213 | TL/MD/2025/000008 | 05-May-2025 | Trial lens (Biocompability Testing as per ISO 10993-1) | Class A
Accuprec Research Labs Pvt Ltd. Opp. Zydus Pharmez, Changodar-Bavla Highway, Vill Matoda, Ahmedabad-382213, Ahmedabad, Gujarat Pincode: 382213 | TL/MD/2025/000008 | 05-May-2025 | Umbilical occlusion device (Biocompability Testing as per ISO 10993-1) | Class A
Accuprec Research Labs Pvt Ltd. Opp. Zydus Pharmez, Changodar-Bavla Highway, Vill Matoda, Ahmedabad-382213, Ahmedabad, Gujarat Pincode: 382213 | TL/MD/2025/000008 | 05-May-2025 | Wound Care Products (Biocompability Testing as per ISO 10993-1, Tensile Strength as per USP 46-NF, Chapter 881) | Class A
Accuprec Research Labs Pvt Ltd. Opp. Zydus Pharmez, Changodar-Bavla Highway, Vill Matoda, Ahmedabad-382213, Ahmedabad, Gujarat Pincode: 382213 | TL/MD/2025/000008 | 05-May-2025 | Ablation Device Biocompability Testing as per ISO 10993-1, Sterility Test as per IP 2022, Endotoxins Test as per USP (161), Phthalates as per ASTM D7823, Force at break as per IS/ISO 10555-1) | Class B
Accuprec Research Labs Pvt Ltd. Opp. Zydus Pharmez, Changodar-Bavla Highway, Vill Matoda, Ahmedabad-382213, Ahmedabad, Gujarat Pincode: 382213 | TL/MD/2025/000008 | 05-May-2025 | Absorbent enteric stomal dressing (Biocompability Testing as per ISO 10993-1, Sterility Test as per IP 2022, Endotoxins Test as per USP (161), Phthaletes as per ASTM D7823) | Class B
Accuprec Research Labs Pvt Ltd. Opp. Zydus Pharmez, Changodar-Bavla Highway, Vill Matoda, Ahmedabad-382213, Ahmedabad, Gujarat Pincode: 382213 | TL/MD/2025/000008 | 05-May-2025 | Biliary/urinary stone retrieval basket, reusable (Biocompability Testing as per ISO 10993-1, Sterility Test as per IP 2022, Endotoxins Test as per USP (161) | Class B
Accuprec Research Labs Pvt Ltd. Opp. Zydus Pharmez, Changodar-Bavla Highway, Vill Matoda, Ahmedabad-382213, Ahmedabad, Gujarat Pincode: 382213 | TL/MD/2025/000008 | 05-May-2025 | Biopsy device (Biocompability Testing as per ISO 10993-1, Sterility Test as per IP 2022, Endotoxins Test as per USP (161), Phthaletes as per ASTM D7823) | Class B
Accuprec Research Labs Pvt Ltd. Opp. Zydus Pharmez, Changodar-Bavla Highway, Vill Matoda, Ahmedabad-382213, Ahmedabad, Gujarat Pincode: 382213 | TL/MD/2025/000008 | 05-May-2025 | Bite registration rim wax, plate (Biocompability Testing as per ISO 10993-1, Sterility Test as per IP 2022, Endotoxins Test as per USP (161) | Class B
Accuprec Research Labs Pvt Ltd. Opp. Zydus Pharmez, Changodar-Bavla Highway, Vill Matoda, Ahmedabad-382213, Ahmedabad, Gujarat Pincode: 382213 | TL/MD/2025/000008 | 05-May-2025 | Bladder-emptying vibratory stimulator (Biocompability Testing as per ISO 10993-1, Sterility Test as per IP 2022, Endotoxins Test as per USP (161) | Class B
Accuprec Research Labs Pvt Ltd. Opp. Zydus Pharmez, Changodar-Bavla Highway, Vill Matoda, Ahmedabad-382213, Ahmedabad, Gujarat Pincode: 382213 | TL/MD/2025/000008 | 05-May-2025 | Blood transfusion set (Biocompability Testing as per ISO 10993-1, Sterility Test as per IP 2022, Endotoxins Test as per USP (161), Physical test | Class B
Accuprec Research Labs Pvt Ltd. Opp. Zydus Pharmez, Changodar-Bavla Highway, Vill Matoda, Ahmedabad-382213, Ahmedabad, Gujarat Pincode: 382213 | TL/MD/2025/000008 | 05-May-2025 | Blood vessel surgical stripper (Biocompability Testing as per ISO 10993-1, Sterility Test as per IP 2022, Endotoxins Test as per USP (161), Phthaletes as per ASTM D7823) | Class B
Accuprec Research Labs Pvt Ltd. Opp. Zydus Pharmez, Changodar-Bavla Highway, Vill Matoda, Ahmedabad-382213, Ahmedabad, Gujarat Pincode: 382213 | TL/MD/2025/000008 | 05-May-2025 | Cardiac monitor (including cardiotachometer and rate alarm) (Biocompability Testing as per ISO 10993-1) | Class B
Accuprec Research Labs Pvt Ltd. Opp. Zydus Pharmez, Changodar-Bavla Highway, Vill Matoda, Ahmedabad-382213, Ahmedabad, Gujarat Pincode: 382213 | TL/MD/2025/000008 | 05-May-2025 | Cardiovascular permanent or temporary pacemaker electrode (Biocompability Testing as per ISO 10993-1, Sterility Test as per IP 2022, Endotoxins Test as per USP (161), Phthaletes as per ASTM D7823) | Class B
Accuprec Research Labs Pvt Ltd. Opp. Zydus Pharmez, Changodar-Bavla Highway, Vill Matoda, Ahmedabad-382213, Ahmedabad, Gujarat Pincode: 382213 | TL/MD/2025/000008 | 05-May-2025 | Catheter(Biocompability Testing-ISO 10993-1, Sterility Test-IP 2022, Endotoxins Test- USP (161), Blood gas pathway-ISO ISO 18562-1-2-3,-4, Phthaletes-ASTM D7823, physical test. | Class B
Accuprec Research Labs Pvt Ltd. Opp. Zydus Pharmez, Changodar-Bavla Highway, Vill Matoda, Ahmedabad-382213, Ahmedabad, Gujarat Pincode: 382213 | TL/MD/2025/000008 | 05-May-2025 | Cemented Restrictor (Biocompability Testing as per ISO 10993-1, Sterility Test as per IP 2022, Endotoxins Test as per USP (161) | Class B
Accuprec Research Labs Pvt Ltd. Opp. Zydus Pharmez, Changodar-Bavla Highway, Vill Matoda, Ahmedabad-382213, Ahmedabad, Gujarat Pincode: 382213 | TL/MD/2025/000008 | 05-May-2025 | Ceramic artificial teeth (Biocompability Testing as per ISO 10993-1, Sterility Test as per IP 2022, Endotoxins Test as per USP (161) | Class B
Accuprec Research Labs Pvt Ltd. Opp. Zydus Pharmez, Changodar-Bavla Highway, Vill Matoda, Ahmedabad-382213, Ahmedabad, Gujarat Pincode: 382213 | TL/MD/2025/000008 | 05-May-2025 | Cervical anaesthesia needle, reusable or single use (Biocompability Testing as per ISO 10993-1, Sterility Test as per IP 2022, Endotoxins Test as per USP (161), Phthaletes as per ASTM D7823) | Class B
Accuprec Research Labs Pvt Ltd. Opp. Zydus Pharmez, Changodar-Bavla Highway, Vill Matoda, Ahmedabad-382213, Ahmedabad, Gujarat Pincode: 382213 | TL/MD/2025/000008 | 05-May-2025 | Cervical anaesthesia needle, reusable or single use (Biocompability Testing as per ISO 10993-1, Sterility Test as per IP 2022, Tensile Force as per ISO 7439) | Class B
Accuprec Research Labs Pvt Ltd. Opp. Zydus Pharmez, Changodar-Bavla Highway, Vill Matoda, Ahmedabad-382213, Ahmedabad, Gujarat Pincode: 382213 | TL/MD/2025/000008 | 05-May-2025 | Composite dental impression material (Biocompability Testing as per ISO 10993-1, Sterility Test as per IP 2022, Endotoxins Test as per USP (161) | Class B
Accuprec Research Labs Pvt Ltd. Opp. Zydus Pharmez, Changodar-Bavla Highway, Vill Matoda, Ahmedabad-382213, Ahmedabad, Gujarat Pincode: 382213 | TL/MD/2025/000008 | 05-May-2025 | Contact Lens (Biocompability Testing as per ISO 10993-1, Sterility Test as per IP 2022, Endotoxins Test as per USP (161), Physical test as per ISO 18369-3 | Class B
Accuprec Research Labs Pvt Ltd. Opp. Zydus Pharmez, Changodar-Bavla Highway, Vill Matoda, Ahmedabad-382213, Ahmedabad, Gujarat Pincode: 382213 | TL/MD/2025/000008 | 05-May-2025 | Dental crown, polymer (Biocompability Testing as per ISO 10993-1, Sterility Test as per IP 2022, Endotoxins Test as per USP (161) | Class B
Accuprec Research Labs Pvt Ltd. Opp. Zydus Pharmez, Changodar-Bavla Highway, Vill Matoda, Ahmedabad-382213, Ahmedabad, Gujarat Pincode: 382213 | TL/MD/2025/000008 | 05-May-2025 | Endometrial biopsy kit (Biocompability Testing as per ISO 10993-1, Sterility Test as per IP 2022, Tensile Force as per ISO 7439) | Class B
Accuprec Research Labs Pvt Ltd. Opp. Zydus Pharmez, Changodar-Bavla Highway, Vill Matoda, Ahmedabad-382213, Ahmedabad, Gujarat Pincode: 382213 | TL/MD/2025/000008 | 05-May-2025 | Extracorporeal circuit waste bag (Biocompability Testing as per ISO 10993-1, Sterility Test as per IP 2022, Endotoxins Test as per USP (161) | Class B
Accuprec Research Labs Pvt Ltd. Opp. Zydus Pharmez, Changodar-Bavla Highway, Vill Matoda, Ahmedabad-382213, Ahmedabad, Gujarat Pincode: 382213 | TL/MD/2025/000008 | 05-May-2025 | Flieringa ophthalmic ring (Biocompability Testing as per ISO 10993-1, Sterility Test as per IP 2022, Endotoxins Test as per USP (161), Physical test | Class B
Accuprec Research Labs Pvt Ltd. Opp. Zydus Pharmez, Changodar-Bavla Highway, Vill Matoda, Ahmedabad-382213, Ahmedabad, Gujarat Pincode: 382213 | TL/MD/2025/000008 | 05-May-2025 | General-purpose ultrasound imaging system (Biocompability Testing as per ISO 10993-1 | Class B
Accuprec Research Labs Pvt Ltd. Opp. Zydus Pharmez, Changodar-Bavla Highway, Vill Matoda, Ahmedabad-382213, Ahmedabad, Gujarat Pincode: 382213 | TL/MD/2025/000008 | 05-May-2025 | Haemodialysis dialysate water chlorine test kit/strip (Biocompability Testing as per ISO 10993-1, Sterility Test as per IP 2022, Endotoxins Test as per USP (161) | Class B
Accuprec Research Labs Pvt Ltd. Opp. Zydus Pharmez, Changodar-Bavla Highway, Vill Matoda, Ahmedabad-382213, Ahmedabad, Gujarat Pincode: 382213 | TL/MD/2025/000008 | 05-May-2025 | Hand pneumatic lithotripsy system, urinary (Biocompability Testing as per ISO 10993-1, Sterility Test as per IP 2022, Endotoxins Test as per USP (161) | Class B
Accuprec Research Labs Pvt Ltd. Opp. Zydus Pharmez, Changodar-Bavla Highway, Vill Matoda, Ahmedabad-382213, Ahmedabad, Gujarat Pincode: 382213 | TL/MD/2025/000008 | 05-May-2025 | Inhalational analgesia unit (Biocompability Testing as per ISO 10993-1, Sterility Test as per IP 2022, Endotoxins Test as per USP (161), Phthaletes as per ASTM D7823) | Class B
Accuprec Research Labs Pvt Ltd. Opp. Zydus Pharmez, Changodar-Bavla Highway, Vill Matoda, Ahmedabad-382213, Ahmedabad, Gujarat Pincode: 382213 | TL/MD/2025/000008 | 05-May-2025 | Intravascular,Transcutaneous blood gas/pH monitoring system(Biocompability Testing ISO 10993-1, Sterility Test IP 2022, Endotoxins Test as per USP (161), Blood gas pathway as per ISO 18562-1-2-3,-4) | Class B
Accuprec Research Labs Pvt Ltd. Opp. Zydus Pharmez, Changodar-Bavla Highway, Vill Matoda, Ahmedabad-382213, Ahmedabad, Gujarat Pincode: 382213 | TL/MD/2025/000008 | 05-May-2025 | I.V. Cannula (Biocompability Testing as per ISO 10993-1, Sterility Test as per IP 2022, Endotoxins Test as per USP (161), Blood gas pathway as per ISO 18562-1-2-3,-4, physical test | Class B
Accuprec Research Labs Pvt Ltd. Opp. Zydus Pharmez, Changodar-Bavla Highway, Vill Matoda, Ahmedabad-382213, Ahmedabad, Gujarat Pincode: 382213 | TL/MD/2025/000008 | 05-May-2025 | Joints (Biocompability Testing as per ISO 10993-1, Sterility Test as per IP 2022, Endotoxins Test as per USP (161) | Class B
Accuprec Research Labs Pvt Ltd. Opp. Zydus Pharmez, Changodar-Bavla Highway, Vill Matoda, Ahmedabad-382213, Ahmedabad, Gujarat Pincode: 382213 | TL/MD/2025/000008 | 05-May-2025 | Liquid crystal vein locator (Biocompability Testing as per ISO 10993-1, Sterility Test as per IP 2022, Endotoxins Test as per USP (161), Physical test | Class B
Accuprec Research Labs Pvt Ltd. Opp. Zydus Pharmez, Changodar-Bavla Highway, Vill Matoda, Ahmedabad-382213, Ahmedabad, Gujarat Pincode: 382213 | TL/MD/2025/000008 | 05-May-2025 | Manual surgical saw, flexible (Biocompability Testing as per ISO 10993-1, Sterility Test as per IP 2022, Endotoxins Test as per USP (161) | Class B
Accuprec Research Labs Pvt Ltd. Opp. Zydus Pharmez, Changodar-Bavla Highway, Vill Matoda, Ahmedabad-382213, Ahmedabad, Gujarat Pincode: 382213 | TL/MD/2025/000008 | 05-May-2025 | Mask (Biocompability Testing as per ISO 10993-1, Sterility Test as per IP 2022, Resistance to penetration by synthetic blood as per ASTM F 1670, Performance Test as per ASTMF 2100 | Class B
Accuprec Research Labs Pvt Ltd. Opp. Zydus Pharmez, Changodar-Bavla Highway, Vill Matoda, Ahmedabad-382213, Ahmedabad, Gujarat Pincode: 382213 | TL/MD/2025/000008 | 05-May-2025 | Nasal dilator (Biocompability Testing as per ISO 10993-1 | Class B
Accuprec Research Labs Pvt Ltd. Opp. Zydus Pharmez, Changodar-Bavla Highway, Vill Matoda, Ahmedabad-382213, Ahmedabad, Gujarat Pincode: 382213 | TL/MD/2025/000008 | 05-May-2025 | Neurological Device (Biocompability Testing as per ISO 10993-1) | Class B
Accuprec Research Labs Pvt Ltd. Opp. Zydus Pharmez, Changodar-Bavla Highway, Vill Matoda, Ahmedabad-382213, Ahmedabad, Gujarat Pincode: 382213 | TL/MD/2025/000008 | 05-May-2025 | Neurosurgical ultrasound navigation system (Biocompability Testing as per ISO 10993-1 | Class B
Accuprec Research Labs Pvt Ltd. Opp. Zydus Pharmez, Changodar-Bavla Highway, Vill Matoda, Ahmedabad-382213, Ahmedabad, Gujarat Pincode: 382213 | TL/MD/2025/000008 | 05-May-2025 | Pacemaker generator function analyser (Biocompability Testing as per ISO 10993-1, Sterility Test as per IP 2022, Endotoxins Test as per USP (161), Phthaletes as per ASTM D7823) | Class B
Accuprec Research Labs Pvt Ltd. Opp. Zydus Pharmez, Changodar-Bavla Highway, Vill Matoda, Ahmedabad-382213, Ahmedabad, Gujarat Pincode: 382213 | TL/MD/2025/000008 | 05-May-2025 | Plate (Biocompability Testing as per ISO 10993-1, Sterility Test as per IP 2022, Endotoxins Test as per USP (161) | Class B
Accuprec Research Labs Pvt Ltd. Opp. Zydus Pharmez, Changodar-Bavla Highway, Vill Matoda, Ahmedabad-382213, Ahmedabad, Gujarat Pincode: 382213 | TL/MD/2025/000008 | 05-May-2025 | Rectal suction biopsy system (Biocompability Testing as per ISO 10993-1, Sterility Test as per IP 2022, Endotoxins Test as per USP (161), Blood gas pathway as per ISO 18562-1-2-3,-4) | Class B
Accuprec Research Labs Pvt Ltd. Opp. Zydus Pharmez, Changodar-Bavla Highway, Vill Matoda, Ahmedabad-382213, Ahmedabad, Gujarat Pincode: 382213 | TL/MD/2025/000008 | 05-May-2025 | Removable skin clip (Biocompability Testing as per ISO 10993-1, Tensile Strength USP 46-NF) | Class B
Accuprec Research Labs Pvt Ltd. Opp. Zydus Pharmez, Changodar-Bavla Highway, Vill Matoda, Ahmedabad-382213, Ahmedabad, Gujarat Pincode: 382213 | TL/MD/2025/000008 | 05-May-2025 | Skin Stapler (Biocompability Testing as per ISO 10993-1, Tensile Strength USP 46-NF) | Class B
Accuprec Research Labs Pvt Ltd. Opp. Zydus Pharmez, Changodar-Bavla Highway, Vill Matoda, Ahmedabad-382213, Ahmedabad, Gujarat Pincode: 382213 | TL/MD/2025/000008 | 05-May-2025 | Surgical Glove (Biocompability Testing as per ISO 10993-1, Sterility Test as per IP 2022, Phthaletes as per ASTM D7823, physical test as per EN 455-1, | Class B
Accuprec Research Labs Pvt Ltd. Opp. Zydus Pharmez, Changodar-Bavla Highway, Vill Matoda, Ahmedabad-382213, Ahmedabad, Gujarat Pincode: 382213 | TL/MD/2025/000008 | 05-May-2025 | Suture(Biocompability Testing-ISO 10993-1,Tensile Strength-USP 46-NF,Chapter881,Sterility Test-IP 2022,Endotoxins Test-USP(161),Blood gas pathway-ISO 18562-1-2-3,-4,Phthaletes-ASTM D7823,physical test | Class B
Accuprec Research Labs Pvt Ltd. Opp. Zydus Pharmez, Changodar-Bavla Highway, Vill Matoda, Ahmedabad-382213, Ahmedabad, Gujarat Pincode: 382213 | TL/MD/2025/000008 | 05-May-2025 | Ureteral patency kit, Cervical anaesthesia kit (Biocompability Testing as per ISO 10993-1, Sterility Test as per IP 2022, Endotoxins Test as per USP (161), Tensile Force as per ISO 7439) | Class B
Accuprec Research Labs Pvt Ltd. Opp. Zydus Pharmez, Changodar-Bavla Highway, Vill Matoda, Ahmedabad-382213, Ahmedabad, Gujarat Pincode: 382213 | TL/MD/2025/000008 | 05-May-2025 | Vascular, Vena Cava clip (Biocompability Testing as per ISO 10993-1, Sterility Test as per IP 2022, Endotoxins Test as per USP (161), Phthaletes as per ASTM D7823) | Class B
Accuprec Research Labs Pvt Ltd. Opp. Zydus Pharmez, Changodar-Bavla Highway, Vill Matoda, Ahmedabad-382213, Ahmedabad, Gujarat Pincode: 382213 | TL/MD/2025/000008 | 05-May-2025 | Wearable cervical, lumbar spine traction device implant (Biocompability Testing as per ISO 10993-1) | Class B
Accuprec Research Labs Pvt Ltd. Opp. Zydus Pharmez, Changodar-Bavla Highway, Vill Matoda, Ahmedabad-382213, Ahmedabad, Gujarat Pincode: 382213 | TL/MD/2025/000008 | 05-May-2025 | Ablation Device Biocompability Testing as per ISO 10993-1, Sterility Test as per IP 2022, Endotoxins Test as per USP (161), Phthalates as per ASTM D7823, Force at break as per IS/ISO 10555-1) | Class C
Accuprec Research Labs Pvt Ltd. Opp. Zydus Pharmez, Changodar-Bavla Highway, Vill Matoda, Ahmedabad-382213, Ahmedabad, Gujarat Pincode: 382213 | TL/MD/2025/000008 | 05-May-2025 | Annuloplasty, Intracorneal ring. (Biocompability Testing as per ISO 10993-1, Sterility Test as per IP 2022, Endotoxins Test as per USP (161), Phthaletes as per ASTM D7823, physical test- ISO 18369-3) | Class C
Accuprec Research Labs Pvt Ltd. Opp. Zydus Pharmez, Changodar-Bavla Highway, Vill Matoda, Ahmedabad-382213, Ahmedabad, Gujarat Pincode: 382213 | TL/MD/2025/000008 | 05-May-2025 | Annuloplasty ring (Biocompability Testing as per ISO 10993-1, Sterility Test as per IP 2022, Endotoxins Test as per USP (161), Phthaletes as per ASTM D7823) | Class C
Accuprec Research Labs Pvt Ltd. Opp. Zydus Pharmez, Changodar-Bavla Highway, Vill Matoda, Ahmedabad-382213, Ahmedabad, Gujarat Pincode: 382213 | TL/MD/2025/000008 | 05-May-2025 | Applicator for bronchial remote afterloading brachytherapy (Biocompability Testing as per ISO 10993-1, Sterility Test as per IP 2022, Endotoxins Test as per USP (161), Phthaletes as per ASTM D7823) | Class C
Accuprec Research Labs Pvt Ltd. Opp. Zydus Pharmez, Changodar-Bavla Highway, Vill Matoda, Ahmedabad-382213, Ahmedabad, Gujarat Pincode: 382213 | TL/MD/2025/000008 | 05-May-2025 | Bone matrix implant, human-derived (Biocompability Testing as per ISO 10993-1, Sterility Test as per IP 2022, Endotoxins Test as per USP (161) | Class C
Accuprec Research Labs Pvt Ltd. Opp. Zydus Pharmez, Changodar-Bavla Highway, Vill Matoda, Ahmedabad-382213, Ahmedabad, Gujarat Pincode: 382213 | TL/MD/2025/000008 | 05-May-2025 | Bone Screw (Biocompability Testing as per ISO 10993-1, Sterility Test as per IP 2022, Endotoxins Test as per USP (161) | Class C
Accuprec Research Labs Pvt Ltd. Opp. Zydus Pharmez, Changodar-Bavla Highway, Vill Matoda, Ahmedabad-382213, Ahmedabad, Gujarat Pincode: 382213 | TL/MD/2025/000008 | 05-May-2025 | Brachytherapy needle (Biocompability Testing as per ISO 10993-1, Sterility Test as per IP 2022, Endotoxins Test as per USP 46) | Class C
Accuprec Research Labs Pvt Ltd. Opp. Zydus Pharmez, Changodar-Bavla Highway, Vill Matoda, Ahmedabad-382213, Ahmedabad, Gujarat Pincode: 382213 | TL/MD/2025/000008 | 05-May-2025 | Breast, Cervical/intrauterine brachytherapy system applicator, remote-afterloading(Biocompability Testing ISO 10993-1, Sterility Test-IP 2022, Endotoxins Test -USP (161), Phthaletes as per ASTM D7823) | Class C
Accuprec Research Labs Pvt Ltd. Opp. Zydus Pharmez, Changodar-Bavla Highway, Vill Matoda, Ahmedabad-382213, Ahmedabad, Gujarat Pincode: 382213 | TL/MD/2025/000008 | 05-May-2025 | Carboxymethylcellulose sodium/polymer denture adhesive, zinc-free (Biocompability Testing as per ISO 10993-1, Sterility Test as per IP 2022, Endotoxins Test as per USP (161) | Class C
Accuprec Research Labs Pvt Ltd. Opp. Zydus Pharmez, Changodar-Bavla Highway, Vill Matoda, Ahmedabad-382213, Ahmedabad, Gujarat Pincode: 382213 | TL/MD/2025/000008 | 05-May-2025 | Collagen (Biocompability Testing as per ISO 10993-1) | Class C
Accuprec Research Labs Pvt Ltd. Opp. Zydus Pharmez, Changodar-Bavla Highway, Vill Matoda, Ahmedabad-382213, Ahmedabad, Gujarat Pincode: 382213 | TL/MD/2025/000008 | 05-May-2025 | Collagen dental regeneration membrane (Biocompability Testing as per ISO 10993-1, Sterility Test as per IP 2022, Endotoxins Test as per USP (161) | Class C
Accuprec Research Labs Pvt Ltd. Opp. Zydus Pharmez, Changodar-Bavla Highway, Vill Matoda, Ahmedabad-382213, Ahmedabad, Gujarat Pincode: 382213 | TL/MD/2025/000008 | 05-May-2025 | Colonic mucosa barrier dressing (Biocompability Testing as per ISO 10993-1, Sterility Test as per IP 2022, Endotoxins Test as per USP (161), Phthaletes as per ASTM D7823) | Class C
Accuprec Research Labs Pvt Ltd. Opp. Zydus Pharmez, Changodar-Bavla Highway, Vill Matoda, Ahmedabad-382213, Ahmedabad, Gujarat Pincode: 382213 | TL/MD/2025/000008 | 05-May-2025 | Contraceptive cervical cap, reusable or single use (Biocompability Testing as per ISO 10993-1, Sterility Test as per IP 2022, Tensile Force as per ISO 7439) | Class C
Accuprec Research Labs Pvt Ltd. Opp. Zydus Pharmez, Changodar-Bavla Highway, Vill Matoda, Ahmedabad-382213, Ahmedabad, Gujarat Pincode: 382213 | TL/MD/2025/000008 | 05-May-2025 | Cryosurgical set (Biocompability Testing as per ISO 10993-1, Sterility Test as per IP 2022, Endotoxins Test as per USP (161), Blood gas pathway as per ISO 18562-1-2-3,-4) | Class C
Accuprec Research Labs Pvt Ltd. Opp. Zydus Pharmez, Changodar-Bavla Highway, Vill Matoda, Ahmedabad-382213, Ahmedabad, Gujarat Pincode: 382213 | TL/MD/2025/000008 | 05-May-2025 | Dental amalgam (Biocompability Testing as per ISO 10993-1, Sterility Test as per IP 2022, Endotoxins Test as per USP (161) | Class C
Accuprec Research Labs Pvt Ltd. Opp. Zydus Pharmez, Changodar-Bavla Highway, Vill Matoda, Ahmedabad-382213, Ahmedabad, Gujarat Pincode: 382213 | TL/MD/2025/000008 | 05-May-2025 | Dental bone matrix implant, animal-derived (Biocompability Testing as per ISO 10993-1, Sterility Test as per IP 2022, Endotoxins Test as per USP (161) | Class C
Accuprec Research Labs Pvt Ltd. Opp. Zydus Pharmez, Changodar-Bavla Highway, Vill Matoda, Ahmedabad-382213, Ahmedabad, Gujarat Pincode: 382213 | TL/MD/2025/000008 | 05-May-2025 | Disposable Hemoperfusion Cartridge (Biocompability Testing as per ISO 10993-1, Sterility Test as per IP 2022, Endotoxins Test as per USP (161), Blood gas pathway as per ISO ISO 18562-1-2-3,-4) | Class C
Accuprec Research Labs Pvt Ltd. Opp. Zydus Pharmez, Changodar-Bavla Highway, Vill Matoda, Ahmedabad-382213, Ahmedabad, Gujarat Pincode: 382213 | TL/MD/2025/000008 | 05-May-2025 | Disposable Hemoperfusion Cartridge (Biocompability Testing as per ISO 10993-1, Sterility Test as per IP 2022, Endotoxins Test as per USP (161), Physical test | Class C
Accuprec Research Labs Pvt Ltd. Opp. Zydus Pharmez, Changodar-Bavla Highway, Vill Matoda, Ahmedabad-382213, Ahmedabad, Gujarat Pincode: 382213 | TL/MD/2025/000008 | 05-May-2025 | Electromechanical orthopaedic extracorporeal shock wave therapy system (Biocompability Testing as per ISO 10993-1) | Class C
Accuprec Research Labs Pvt Ltd. Opp. Zydus Pharmez, Changodar-Bavla Highway, Vill Matoda, Ahmedabad-382213, Ahmedabad, Gujarat Pincode: 382213 | TL/MD/2025/000008 | 05-May-2025 | Epidural/intrathecal anaesthesia kit (Biocompability Testing as per ISO 10993-1, Sterility Test as per IP 2022, Endotoxins Test as per USP (161), Phthaletes as per ASTM D7823) | Class C
Accuprec Research Labs Pvt Ltd. Opp. Zydus Pharmez, Changodar-Bavla Highway, Vill Matoda, Ahmedabad-382213, Ahmedabad, Gujarat Pincode: 382213 | TL/MD/2025/000008 | 05-May-2025 | External cardiac compressor (Biocompability Testing as per ISO 10993-1, Sterility Test as per IP 2022, Endotoxins Test as per USP (161), Phthaletes as per ASTM D7823) | Class C
Accuprec Research Labs Pvt Ltd. Opp. Zydus Pharmez, Changodar-Bavla Highway, Vill Matoda, Ahmedabad-382213, Ahmedabad, Gujarat Pincode: 382213 | TL/MD/2025/000008 | 05-May-2025 | External transcutaneous cardiac pacemaker (Biocompability Testing as per ISO 10993-1, Sterility Test as per IP 2022, Endotoxins Test as per USP (161), Phthaletes as per ASTM D7823) | Class C
Accuprec Research Labs Pvt Ltd. Opp. Zydus Pharmez, Changodar-Bavla Highway, Vill Matoda, Ahmedabad-382213, Ahmedabad, Gujarat Pincode: 382213 | TL/MD/2025/000008 | 05-May-2025 | Extracorporeal circuit and accessories for long-term respiratory/cardiopulmonary failure(Biocompability Testing ISO 10993-1, Sterility Test IP 2022, Endotoxins Test USP (161), Phthaletes ASTM D7823) | Class C
Accuprec Research Labs Pvt Ltd. Opp. Zydus Pharmez, Changodar-Bavla Highway, Vill Matoda, Ahmedabad-382213, Ahmedabad, Gujarat Pincode: 382213 | TL/MD/2025/000008 | 05-May-2025 | Gastrostomy tube (Biocompability Testing as per ISO 10993-1 | Class C
Accuprec Research Labs Pvt Ltd. Opp. Zydus Pharmez, Changodar-Bavla Highway, Vill Matoda, Ahmedabad-382213, Ahmedabad, Gujarat Pincode: 382213 | TL/MD/2025/000008 | 05-May-2025 | Growth-correction orthopaedic fixation plate kit (Biocompability Testing as per ISO 10993-1, Sterility Test as per IP 2022, Endotoxins Test as per USP (161) | Class C
Accuprec Research Labs Pvt Ltd. Opp. Zydus Pharmez, Changodar-Bavla Highway, Vill Matoda, Ahmedabad-382213, Ahmedabad, Gujarat Pincode: 382213 | TL/MD/2025/000008 | 05-May-2025 | Hollow-fibre haemodialysis dialyser (Biocompability Testing as per ISO 10993-1, Sterility Test as per IP 2022, Endotoxins Test as per USP (161) | Class C
Accuprec Research Labs Pvt Ltd. Opp. Zydus Pharmez, Changodar-Bavla Highway, Vill Matoda, Ahmedabad-382213, Ahmedabad, Gujarat Pincode: 382213 | TL/MD/2025/000008 | 05-May-2025 | Implantable ligating clip (Biocompability Testing as per ISO 10993-1, Tensile Strength USP 46-NF) | Class C
Accuprec Research Labs Pvt Ltd. Opp. Zydus Pharmez, Changodar-Bavla Highway, Vill Matoda, Ahmedabad-382213, Ahmedabad, Gujarat Pincode: 382213 | TL/MD/2025/000008 | 05-May-2025 | Intra-aortic balloon and control system (Biocompability Testing as per ISO 10993-1, Sterility Test as per IP 2022, Endotoxins Test as per USP (161), Phthaletes as per ASTM D7823) | Class C
Accuprec Research Labs Pvt Ltd. Opp. Zydus Pharmez, Changodar-Bavla Highway, Vill Matoda, Ahmedabad-382213, Ahmedabad, Gujarat Pincode: 382213 | TL/MD/2025/000008 | 05-May-2025 | Intra Ocular Lenses (Biocompability Testing as per ISO 10993-1, Sterility Test as per IP 2022, Endotoxins Test as per USP (161), Physical test as per ISO 18369-3 | Class C
Accuprec Research Labs Pvt Ltd. Opp. Zydus Pharmez, Changodar-Bavla Highway, Vill Matoda, Ahmedabad-382213, Ahmedabad, Gujarat Pincode: 382213 | TL/MD/2025/000008 | 05-May-2025 | I.V. Cannula (Biocompability Testing as per ISO 10993-1, Sterility Test as per IP 2022, Endotoxins Test as per USP (161), Blood gas pathway as per ISO 18562-1-2-3,-4, physical test | Class C
Accuprec Research Labs Pvt Ltd. Opp. Zydus Pharmez, Changodar-Bavla Highway, Vill Matoda, Ahmedabad-382213, Ahmedabad, Gujarat Pincode: 382213 | TL/MD/2025/000008 | 05-May-2025 | Kidney donor-organ preservation/transport system (Biocompability Testing as per ISO 10993-1) | Class C
Accuprec Research Labs Pvt Ltd. Opp. Zydus Pharmez, Changodar-Bavla Highway, Vill Matoda, Ahmedabad-382213, Ahmedabad, Gujarat Pincode: 382213 | TL/MD/2025/000008 | 05-May-2025 | Lacrimal intubation set (Biocompability Testing as per ISO 10993-1) | Class C
Accuprec Research Labs Pvt Ltd. Opp. Zydus Pharmez, Changodar-Bavla Highway, Vill Matoda, Ahmedabad-382213, Ahmedabad, Gujarat Pincode: 382213 | TL/MD/2025/000008 | 05-May-2025 | Nail (Biocompability Testing as per ISO 10993-1, Sterility Test as per IP 2022, Endotoxins Test as per USP (161) | Class C
Accuprec Research Labs Pvt Ltd. Opp. Zydus Pharmez, Changodar-Bavla Highway, Vill Matoda, Ahmedabad-382213, Ahmedabad, Gujarat Pincode: 382213 | TL/MD/2025/000008 | 05-May-2025 | Neurological Device (Biocompability Testing as per ISO 10993-1) | Class C
Accuprec Research Labs Pvt Ltd. Opp. Zydus Pharmez, Changodar-Bavla Highway, Vill Matoda, Ahmedabad-382213, Ahmedabad, Gujarat Pincode: 382213 | TL/MD/2025/000008 | 05-May-2025 | Pacemaker lead adaptor (Biocompability Testing as per ISO 10993-1, Sterility Test as per IP 2022, Endotoxins Test as per USP (161), Phthaletes as per ASTM D7823) | Class C
Accuprec Research Labs Pvt Ltd. Opp. Zydus Pharmez, Changodar-Bavla Highway, Vill Matoda, Ahmedabad-382213, Ahmedabad, Gujarat Pincode: 382213 | TL/MD/2025/000008 | 05-May-2025 | Plate (Biocompability Testing as per ISO 10993-1, Sterility Test as per IP 2022, Endotoxins Test as per USP (161) | Class C
Accuprec Research Labs Pvt Ltd. Opp. Zydus Pharmez, Changodar-Bavla Highway, Vill Matoda, Ahmedabad-382213, Ahmedabad, Gujarat Pincode: 382213 | TL/MD/2025/000008 | 05-May-2025 | prosthesis (Biocompability Testing as per ISO 10993-1, Sterility Test as per IP 2022, Endotoxins Test as per USP (161), | Class C
Accuprec Research Labs Pvt Ltd. Opp. Zydus Pharmez, Changodar-Bavla Highway, Vill Matoda, Ahmedabad-382213, Ahmedabad, Gujarat Pincode: 382213 | TL/MD/2025/000008 | 05-May-2025 | Stent (Biocompability Testing as per ISO 10993-1, Sterility Test as per IP 2022, Endotoxins Test as per USP (161), Phthaletes as per ASTM D7823) | Class C
Accuprec Research Labs Pvt Ltd. Opp. Zydus Pharmez, Changodar-Bavla Highway, Vill Matoda, Ahmedabad-382213, Ahmedabad, Gujarat Pincode: 382213 | TL/MD/2025/000008 | 05-May-2025 | Syringe pump (Biocompability Testing as per ISO 10993-1, Sterility Test as per IP 2022, Endotoxins Test as per USP (161), Phthaletes as per ASTM D7823) | Class C
Accuprec Research Labs Pvt Ltd. Opp. Zydus Pharmez, Changodar-Bavla Highway, Vill Matoda, Ahmedabad-382213, Ahmedabad, Gujarat Pincode: 382213 | TL/MD/2025/000008 | 05-May-2025 | Transgingival, Transmandibular implant (Biocompability Testing as per ISO 10993-1, Sterility Test as per IP 2022, Endotoxins Test as per USP (161) | Class C
Accuprec Research Labs Pvt Ltd. Opp. Zydus Pharmez, Changodar-Bavla Highway, Vill Matoda, Ahmedabad-382213, Ahmedabad, Gujarat Pincode: 382213 | TL/MD/2025/000008 | 05-May-2025 | Ventilator (Biocompability Testing as per ISO 10993-1, Sterility Test as per IP 2022, Endotoxins Test as per USP (161), Blood gas pathway as per ISO ISO 18562-1-2-3,-4) | Class C
Accuprec Research Labs Pvt Ltd. Opp. Zydus Pharmez, Changodar-Bavla Highway, Vill Matoda, Ahmedabad-382213, Ahmedabad, Gujarat Pincode: 382213 | TL/MD/2025/000008 | 05-May-2025 | Bone Screw (Biocompability Testing as per ISO 10993-1, Sterility Test as per IP 2022, Endotoxins Test as per USP (161) | Class D
Accuprec Research Labs Pvt Ltd. Opp. Zydus Pharmez, Changodar-Bavla Highway, Vill Matoda, Ahmedabad-382213, Ahmedabad, Gujarat Pincode: 382213 | TL/MD/2025/000008 | 05-May-2025 | Coronary artery brachytherapy system applicator (Biocompability Testing as per ISO 10993-1, Sterility Test as per IP 2022, Endotoxins Test as per USP (161), Phthaletes as per ASTM D7823) | Class D
Accuprec Research Labs Pvt Ltd. Opp. Zydus Pharmez, Changodar-Bavla Highway, Vill Matoda, Ahmedabad-382213, Ahmedabad, Gujarat Pincode: 382213 | TL/MD/2025/000008 | 05-May-2025 | Coronary artery brachytherapy system applicator,manual-afterloading(Biocompability Testing-ISO 10993-1, Sterility Test IP 2022, Endotoxins Test -USP (161), Blood gas pathway as per ISO 18562-1-2-3,-4) | Class D
Accuprec Research Labs Pvt Ltd. Opp. Zydus Pharmez, Changodar-Bavla Highway, Vill Matoda, Ahmedabad-382213, Ahmedabad, Gujarat Pincode: 382213 | TL/MD/2025/000008 | 05-May-2025 | Heart Valve (Biocompability Testing as per ISO 10993-1, Sterility Test as per IP 2022, Endotoxins Test as per USP (161), Phthaletes as per ASTM D7823) | Class D
Accuprec Research Labs Pvt Ltd. Opp. Zydus Pharmez, Changodar-Bavla Highway, Vill Matoda, Ahmedabad-382213, Ahmedabad, Gujarat Pincode: 382213 | TL/MD/2025/000008 | 05-May-2025 | Implantable pacemaker pulse generator (Biocompability Testing as per ISO 10993-1, Sterility Test as per IP 2022, Endotoxins Test as per USP (161), Phthaletes as per ASTM D7823) | Class D
Accuprec Research Labs Pvt Ltd. Opp. Zydus Pharmez, Changodar-Bavla Highway, Vill Matoda, Ahmedabad-382213, Ahmedabad, Gujarat Pincode: 382213 | TL/MD/2025/000008 | 05-May-2025 | Neurological Device (Biocompability Testing as per ISO 10993-1) | Class D
Accuprec Research Labs Pvt Ltd. Opp. Zydus Pharmez, Changodar-Bavla Highway, Vill Matoda, Ahmedabad-382213, Ahmedabad, Gujarat Pincode: 382213 | TL/MD/2025/000008 | 05-May-2025 | Suture(Biocompability Testing-ISO 10993-1,Tensile Strength-USP 46-NF,Chapter881,Sterility Test-IP 2022,Endotoxins Test-USP(161),Blood gas pathway-ISO 18562-1-2-3,-4,Phthaletes-ASTM D7823,physical test | Class D
Accuprec Research Labs Pvt Ltd. Opp. Zydus Pharmez, Changodar-Bavla Highway, Vill Matoda, Ahmedabad-382213, Ahmedabad, Gujarat Pincode: 382213 | TL/MD/2025/000008 | 05-May-2025 | Ventricular bypass (assist) device (Biocompability Testing as per ISO 10993-1, Sterility Test as per IP 2022, Endotoxins Test as per USP (161), Phthaletes as per ASTM D7823) | Class D
Adita Biosys Private Limited PLOT NO SPL-26, 2nd stage, KSSIDC, Antharasanahally, Madhugiri Road, Beladhara, Tumkur,, Tumakuru (Tumkur), Karnataka Pincode: 572106 | TL/MD/2025/000013 | 13-May-2025 | Disposables (Gloves) (ISO 10993 Part-1, Part-12, Part-2, Part-3, Part-10, Part-11, Part-5, Part-23 and Part-33 Biocompatibility Tests Only) | Class A
Adita Biosys Private Limited PLOT NO SPL-26, 2nd stage, KSSIDC, Antharasanahally, Madhugiri Road, Beladhara, Tumkur,, Tumakuru (Tumkur), Karnataka Pincode: 572106 | TL/MD/2025/000013 | 13-May-2025 | Disposables/Single Use Syringe with Needle (ISO 10993 Part-1, Part-12 and Part-5 Biocompatibility Tests Only) | Class A
Adita Biosys Private Limited PLOT NO SPL-26, 2nd stage, KSSIDC, Antharasanahally, Madhugiri Road, Beladhara, Tumkur,, Tumakuru (Tumkur), Karnataka Pincode: 572106 | TL/MD/2025/000013 | 13-May-2025 | External Communicating Devices/ Plaster of Paris Bandage (ISO 10993 Part-1, Part-12, Part-11, Part-10, Part-5, Part-23, part-3 and part-33 Biocompatibility Tests Only) | Class A
Adita Biosys Private Limited PLOT NO SPL-26, 2nd stage, KSSIDC, Antharasanahally, Madhugiri Road, Beladhara, Tumkur,, Tumakuru (Tumkur), Karnataka Pincode: 572106 | TL/MD/2025/000013 | 13-May-2025 | Hypodermic Needles/Single Use Syringe with Needle (ISO 10993 Part-1, Part-2, Part- 5, Part-3, Part-33, Part-11, Part-12, Part-23 and Part-10 Biocompatibility Tests Only) | Class A
Adita Biosys Private Limited PLOT NO SPL-26, 2nd stage, KSSIDC, Antharasanahally, Madhugiri Road, Beladhara, Tumkur,, Tumakuru (Tumkur), Karnataka Pincode: 572106 | TL/MD/2025/000013 | 13-May-2025 | Probes / Electrodes (ISO 10993 Part-1, Part-2, Part-11, Part-10, Part-5, Part-12 and Part-23 Biocompatibility Tests Only) | Class A
Adita Biosys Private Limited PLOT NO SPL-26, 2nd stage, KSSIDC, Antharasanahally, Madhugiri Road, Beladhara, Tumkur,, Tumakuru (Tumkur), Karnataka Pincode: 572106 | TL/MD/2025/000013 | 13-May-2025 | Surface Device/Eye Drops/ Ophthalmic Solutions (ISO 10993 Part-1, Part-2, Part-5, Part-3, Part-33, Part-11, Part-10, Part-12, Part-23 Biocompatibility Tests Only) | Class A
Adita Biosys Private Limited PLOT NO SPL-26, 2nd stage, KSSIDC, Antharasanahally, Madhugiri Road, Beladhara, Tumkur,, Tumakuru (Tumkur), Karnataka Pincode: 572106 | TL/MD/2025/000013 | 13-May-2025 | Wound Care Devices/Surgical Tape/Wound Dressing and Healing Devices (ISO 10993 Part-1, Part-2, Part-5, Part-3, Part-33, Part-11, Part-12, Part-23 and Part-10 Biocompatibility Tests Only) | Class A
Adita Biosys Private Limited PLOT NO SPL-26, 2nd stage, KSSIDC, Antharasanahally, Madhugiri Road, Beladhara, Tumkur,, Tumakuru (Tumkur), Karnataka Pincode: 572106 | TL/MD/2025/000013 | 13-May-2025 | Blood Bags (ISO 10993 Part-1, Part-2, Part-5, Part-3, Part-33, Part-10, Part-11, Part-23 and Part-12 Biocompatibility Tests Only) | Class B
Adita Biosys Private Limited PLOT NO SPL-26, 2nd stage, KSSIDC, Antharasanahally, Madhugiri Road, Beladhara, Tumkur,, Tumakuru (Tumkur), Karnataka Pincode: 572106 | TL/MD/2025/000013 | 13-May-2025 | Catheter/Ureteral Catheter (ISO 10993 Part-1, Part-5, Part-2. Part-10, Part-12, Part-3, Part-33 and Part-11 Biocompatibility Tests Only) | Class B
Adita Biosys Private Limited PLOT NO SPL-26, 2nd stage, KSSIDC, Antharasanahally, Madhugiri Road, Beladhara, Tumkur,, Tumakuru (Tumkur), Karnataka Pincode: 572106 | TL/MD/2025/000013 | 13-May-2025 | External Communicating Devices/Blood Administration Set/Infusion Set (ISO 10993 Part-1, Part-2, Part-4, Part-5, Part-10, Part-12, Part-11 and Part -23 Biocompatibility Tests Only) | Class B
Adita Biosys Private Limited PLOT NO SPL-26, 2nd stage, KSSIDC, Antharasanahally, Madhugiri Road, Beladhara, Tumkur,, Tumakuru (Tumkur), Karnataka Pincode: 572106 | TL/MD/2025/000013 | 13-May-2025 | External Communicating Devices (Extension Sets) ( ISO 10993 Part-1, Part-12, Part-2, Part-3, Part-5, Part-11, Part-23 and Part-33 Biocomaptibility Tests Only) | Class B
Adita Biosys Private Limited PLOT NO SPL-26, 2nd stage, KSSIDC, Antharasanahally, Madhugiri Road, Beladhara, Tumkur,, Tumakuru (Tumkur), Karnataka Pincode: 572106 | TL/MD/2025/000013 | 13-May-2025 | External Communicating Devices ( ISO 10993 Part-1, Part-12, Part-2, Part-23, Part-11, Part-5 and Part-10 Biompatibility Tests Only) | Class B
Adita Biosys Private Limited PLOT NO SPL-26, 2nd stage, KSSIDC, Antharasanahally, Madhugiri Road, Beladhara, Tumkur,, Tumakuru (Tumkur), Karnataka Pincode: 572106 | TL/MD/2025/000013 | 13-May-2025 | External Communicating Devices/Tubing Set (ISO 10993 Part-1, Part-12 and Part-2, Part-11 Biocompatibility Tests Only) | Class B
Adita Biosys Private Limited PLOT NO SPL-26, 2nd stage, KSSIDC, Antharasanahally, Madhugiri Road, Beladhara, Tumkur,, Tumakuru (Tumkur), Karnataka Pincode: 572106 | TL/MD/2025/000013 | 13-May-2025 | External Communicating Devices/Urine Bag (ISO 10993 Part-1, Part 2, Part- 5, Part-10, Part-23, Part-12 and Part-11 Biocompatibility Tests Only) | Class B
Adita Biosys Private Limited PLOT NO SPL-26, 2nd stage, KSSIDC, Antharasanahally, Madhugiri Road, Beladhara, Tumkur,, Tumakuru (Tumkur), Karnataka Pincode: 572106 | TL/MD/2025/000013 | 13-May-2025 | Implant Device (ISO 10993 Part-1, Part-12, Part-2, Part-23, Part-33, Part-11, Part-10 and Part-5 Biocompatibility Tests Only) | Class B
Adita Biosys Private Limited PLOT NO SPL-26, 2nd stage, KSSIDC, Antharasanahally, Madhugiri Road, Beladhara, Tumkur,, Tumakuru (Tumkur), Karnataka Pincode: 572106 | TL/MD/2025/000013 | 13-May-2025 | Implant Devices/One Piece Abutment (ISO 10993 Part-1, Part-12, Part-10, Part-2, Part-5, Part-23, Part-3, Part-33 and Part-11 Biocompatibility Tests Only) | Class B
Adita Biosys Private Limited PLOT NO SPL-26, 2nd stage, KSSIDC, Antharasanahally, Madhugiri Road, Beladhara, Tumkur,, Tumakuru (Tumkur), Karnataka Pincode: 572106 | TL/MD/2025/000013 | 13-May-2025 | Implant Devices/Sterile Skin Stapler (ISO 10993 Part-1, Part-2, Part-11, Part-10, Part-5, Part-33, Part-3, Part-12 and Part-23 Biocompatibility Tests Only) | Class B
Adita Biosys Private Limited PLOT NO SPL-26, 2nd stage, KSSIDC, Antharasanahally, Madhugiri Road, Beladhara, Tumkur,, Tumakuru (Tumkur), Karnataka Pincode: 572106 | TL/MD/2025/000013 | 13-May-2025 | Implant Devices (Sutures) (ISO 10993 Part-1, Part-12, Part-2, Part-3, Part-33, Part-11 and Part-23 Biocompatibility Tests Only)) | Class B
Adita Biosys Private Limited PLOT NO SPL-26, 2nd stage, KSSIDC, Antharasanahally, Madhugiri Road, Beladhara, Tumkur,, Tumakuru (Tumkur), Karnataka Pincode: 572106 | TL/MD/2025/000013 | 13-May-2025 | Opthalmic Devices - Contact Lense (ISO 10993 Part-1, Part-2, Part-11, Part-5, Part-23, Part-12 and Part-10 Biocompatibility Tests Only)) | Class B
Adita Biosys Private Limited PLOT NO SPL-26, 2nd stage, KSSIDC, Antharasanahally, Madhugiri Road, Beladhara, Tumkur,, Tumakuru (Tumkur), Karnataka Pincode: 572106 | TL/MD/2025/000013 | 13-May-2025 | Orthodontic Devices (ISO 10993 Part-1, Part-2, Part-5, Part-23, Part-12, Part-10 and Part-11 Biocompatibility Tests Only) | Class B
Adita Biosys Private Limited PLOT NO SPL-26, 2nd stage, KSSIDC, Antharasanahally, Madhugiri Road, Beladhara, Tumkur,, Tumakuru (Tumkur), Karnataka Pincode: 572106 | TL/MD/2025/000013 | 13-May-2025 | Orthopedic Devices/Bone Cement (ISO 10993 Part-1, Part-3, Part-23, Part-11, Part-33, Part-2, Part-12 and Part-10 Biocompatibility Tests Only) | Class B
Adita Biosys Private Limited PLOT NO SPL-26, 2nd stage, KSSIDC, Antharasanahally, Madhugiri Road, Beladhara, Tumkur,, Tumakuru (Tumkur), Karnataka Pincode: 572106 | TL/MD/2025/000013 | 13-May-2025 | Orthopedic Devices/Surgical Simplex (ISO 10993 Part-1, Part-2, Part-12 and Part-10 Biocompatibility Tests Only) | Class B
Adita Biosys Private Limited PLOT NO SPL-26, 2nd stage, KSSIDC, Antharasanahally, Madhugiri Road, Beladhara, Tumkur,, Tumakuru (Tumkur), Karnataka Pincode: 572106 | TL/MD/2025/000013 | 13-May-2025 | Scopes (Laryngoscope) (ISO 10993 Part-1, Part-12, Part-2, Part-3, Part-5, Part-10, Part-33, Part-11 and Part-23 Biocompatibility Tests Only) | Class B
Adita Biosys Private Limited PLOT NO SPL-26, 2nd stage, KSSIDC, Antharasanahally, Madhugiri Road, Beladhara, Tumkur,, Tumakuru (Tumkur), Karnataka Pincode: 572106 | TL/MD/2025/000013 | 13-May-2025 | SF SLA Fixtures (ISO 10993 Part -1, Part-2, Part-12 and Part-23 - Intracutaneous Irritation Test) | Class B
Adita Biosys Private Limited PLOT NO SPL-26, 2nd stage, KSSIDC, Antharasanahally, Madhugiri Road, Beladhara, Tumkur,, Tumakuru (Tumkur), Karnataka Pincode: 572106 | TL/MD/2025/000013 | 13-May-2025 | Surgical Instruments/Surgical Blade (ISO 10993 Part-1, Part-2, Part-12, Part-3, Part-33, Part-23, Part-5, Part-10 and Part-11 Biocompatibility Tests Only) | Class B
Adita Biosys Private Limited PLOT NO SPL-26, 2nd stage, KSSIDC, Antharasanahally, Madhugiri Road, Beladhara, Tumkur,, Tumakuru (Tumkur), Karnataka Pincode: 572106 | TL/MD/2025/000013 | 13-May-2025 | Cardio Vascular Devices (ISO 10993 Part-1, Part-5, Part-11, Part-3, Part-33, Part-23, Part-12, Part-2 and Part-10 Biocompatibility Tests Only) | Class C
Adita Biosys Private Limited PLOT NO SPL-26, 2nd stage, KSSIDC, Antharasanahally, Madhugiri Road, Beladhara, Tumkur,, Tumakuru (Tumkur), Karnataka Pincode: 572106 | TL/MD/2025/000013 | 13-May-2025 | Catheter/Folley Balloon Catheter (ISO 10993 Part-1, Part-5, Part-2. Part-10, Part-12, Part-11, Part-23, Part-3 and Part 33 Biocompatibility Tests Only) | Class C
Adita Biosys Private Limited PLOT NO SPL-26, 2nd stage, KSSIDC, Antharasanahally, Madhugiri Road, Beladhara, Tumkur,, Tumakuru (Tumkur), Karnataka Pincode: 572106 | TL/MD/2025/000013 | 13-May-2025 | Disposables/Karman Type Cannula (ISO 10993 Part-1, Part-2 Part-5, part-3, Part-10, Part-11, Part-12, Part-23 and Part-33 Biocompatibility Tests Only) | Class C
Adita Biosys Private Limited PLOT NO SPL-26, 2nd stage, KSSIDC, Antharasanahally, Madhugiri Road, Beladhara, Tumkur,, Tumakuru (Tumkur), Karnataka Pincode: 572106 | TL/MD/2025/000013 | 13-May-2025 | External Communicating Devices/Valves (ISO 10993 Part-1, Part-2, Part-12 and Part-10 Biocompatibility Tests Only) | Class C
Adita Biosys Private Limited PLOT NO SPL-26, 2nd stage, KSSIDC, Antharasanahally, Madhugiri Road, Beladhara, Tumkur,, Tumakuru (Tumkur), Karnataka Pincode: 572106 | TL/MD/2025/000013 | 13-May-2025 | Implant Devices/Bone/ SLA Fixtures (ISO 10993 Part-1, Part-2 and Part-11, Part-10, Part-5, Part-33, Part-12, Part-3, Part-23 Biocompatibility Tests Only) | Class C
Adita Biosys Private Limited PLOT NO SPL-26, 2nd stage, KSSIDC, Antharasanahally, Madhugiri Road, Beladhara, Tumkur,, Tumakuru (Tumkur), Karnataka Pincode: 572106 | TL/MD/2025/000013 | 13-May-2025 | Implant Devices/Femoral Component (ISO 10993 Part-1, Part-2 and Part-11, Part-10, Part-5, Part-33, Part-3, Part-12 and Part-23 Biocompatibility Tests Only) | Class C
Adita Biosys Private Limited PLOT NO SPL-26, 2nd stage, KSSIDC, Antharasanahally, Madhugiri Road, Beladhara, Tumkur,, Tumakuru (Tumkur), Karnataka Pincode: 572106 | TL/MD/2025/000013 | 13-May-2025 | Implant Devices/Healing Abutment (ISO 10993 Part-1, Part-2 and Part-11, Part-10, Part-5, Part-33, Part-12 and Part-3 Biocompatibility Tests Only) | Class C
Adita Biosys Private Limited PLOT NO SPL-26, 2nd stage, KSSIDC, Antharasanahally, Madhugiri Road, Beladhara, Tumkur,, Tumakuru (Tumkur), Karnataka Pincode: 572106 | TL/MD/2025/000013 | 13-May-2025 | Male Condoms (ISO 10993 Part-1, Part-12, Part-2, Part-3, Part-5, Part-10, Part-11, Part-23 and Part-33 Biocompatibility Tests Only)) | Class C
Adita Biosys Private Limited PLOT NO SPL-26, 2nd stage, KSSIDC, Antharasanahally, Madhugiri Road, Beladhara, Tumkur,, Tumakuru (Tumkur), Karnataka Pincode: 572106 | TL/MD/2025/000013 | 13-May-2025 | Natural Orifice Devices (ISO 10993 Part-1, Part-12, Part-2, Part-11, Part-23 and Part-10 Biocompatibility Tests Only) | Class C
Adita Biosys Private Limited PLOT NO SPL-26, 2nd stage, KSSIDC, Antharasanahally, Madhugiri Road, Beladhara, Tumkur,, Tumakuru (Tumkur), Karnataka Pincode: 572106 | TL/MD/2025/000013 | 13-May-2025 | Respiratory Devices/Endotracheal Tube (ISO 10993 Part-1, Part-12, Part-2, Part-3, Part-10, Part-33, Part-11 and Part-23 Biocompatibility Tests Only) | Class C
Adita Biosys Private Limited PLOT NO SPL-26, 2nd stage, KSSIDC, Antharasanahally, Madhugiri Road, Beladhara, Tumkur,, Tumakuru (Tumkur), Karnataka Pincode: 572106 | TL/MD/2025/000013 | 13-May-2025 | CVC Catheter/Intravascular Catheter (ISO 10993 Part-1, Part-12, Part-2, Part-5, Part-3, Part-33, Part-10, Part-23 and Part-11 Biocompatibility Tests Only) | Class D
Adita Biosys Private Limited PLOT NO SPL-26, 2nd stage, KSSIDC, Antharasanahally, Madhugiri Road, Beladhara, Tumkur,, Tumakuru (Tumkur), Karnataka Pincode: 572106 | TL/MD/2025/000013 | 13-May-2025 | Implant Devices/Coronary Stent System (ISO 10993 Part-1, Part-2 and Part-11, Part-10, Part-5, Part-23, Part-12, Part-3 and Part-33 Biocompatibility Tests Only) | Class D
Adita Biosys Private Limited PLOT NO SPL-26, 2nd stage, KSSIDC, Antharasanahally, Madhugiri Road, Beladhara, Tumkur,, Tumakuru (Tumkur), Karnataka Pincode: 572106 | TL/MD/2025/000013 | 13-May-2025 | Implant Devices/Sternum Suture (ISO 10993 Part-1, Part-2 and Part-11, Part-10 and Part-12 Biocompatibility Tests Only) | Class D
AIC-AMTZ Medivalley Incubation Council AMTZ Campus, I-HUB First Floor, Pragati Maidan, VM Steel Project S.O., Visakhapatnam, Andhra Pradesh Pincode: 530031 | TL/MD/2023/000008 | 26-Jun-2023 | Electro Medical Devices-EMC Test (Conducted RF Susceptibility) | Class A
AIC-AMTZ Medivalley Incubation Council AMTZ Campus, I-HUB First Floor, Pragati Maidan, VM Steel Project S.O., Visakhapatnam, Andhra Pradesh Pincode: 530031 | TL/MD/2023/000008 | 26-Jun-2023 | Electro Medical Devices-EMC Test (Electrical Fast Transient) | Class A
AIC-AMTZ Medivalley Incubation Council AMTZ Campus, I-HUB First Floor, Pragati Maidan, VM Steel Project S.O., Visakhapatnam, Andhra Pradesh Pincode: 530031 | TL/MD/2023/000008 | 26-Jun-2023 | Electro Medical Devices-EMC Test (Surge Immunity) | Class A
AIC-AMTZ Medivalley Incubation Council AMTZ Campus, I-HUB First Floor, Pragati Maidan, VM Steel Project S.O., Visakhapatnam, Andhra Pradesh Pincode: 530031 | TL/MD/2023/000008 | 26-Jun-2023 | Electro Medical Devices-EMC Test (Conducted RF Susceptibility) | Class B
AIC-AMTZ Medivalley Incubation Council AMTZ Campus, I-HUB First Floor, Pragati Maidan, VM Steel Project S.O., Visakhapatnam, Andhra Pradesh Pincode: 530031 | TL/MD/2023/000008 | 26-Jun-2023 | Electro Medical Devices-EMC Test (Electrical Fast Transient) | Class B
AIC-AMTZ Medivalley Incubation Council AMTZ Campus, I-HUB First Floor, Pragati Maidan, VM Steel Project S.O., Visakhapatnam, Andhra Pradesh Pincode: 530031 | TL/MD/2023/000008 | 26-Jun-2023 | Electro Medical Devices-EMC Test (Surge Immunity) | Class B
AIC-AMTZ Medivalley Incubation Council AMTZ Campus, I-HUB First Floor, Pragati Maidan, VM Steel Project S.O., Visakhapatnam, Andhra Pradesh Pincode: 530031 | TL/MD/2023/000008 | 26-Jun-2023 | Electro Medical Devices-EMC Test (Conducted RF Susceptibility) | Class C
AIC-AMTZ Medivalley Incubation Council AMTZ Campus, I-HUB First Floor, Pragati Maidan, VM Steel Project S.O., Visakhapatnam, Andhra Pradesh Pincode: 530031 | TL/MD/2023/000008 | 26-Jun-2023 | Electro Medical Devices-EMC Test (Electrical Fast Transient) | Class C
AIC-AMTZ Medivalley Incubation Council AMTZ Campus, I-HUB First Floor, Pragati Maidan, VM Steel Project S.O., Visakhapatnam, Andhra Pradesh Pincode: 530031 | TL/MD/2023/000008 | 26-Jun-2023 | Electro Medical Devices-EMC Test (Surge Immunity) | Class C
Alcatec Research Laboratories India Pvt Ltd 1652 MIE Part B ,Bahadurgarh -124507, Haryana, India , Jhajjar, Haryana Pincode: 124507 | TL/MD/2019/000003 | 04-Sep-2019 | Sterilized Disposable Device | Class B
Alcatec Research Laboratories India Pvt Ltd 1652 MIE Part B ,Bahadurgarh -124507, Haryana, India , Jhajjar, Haryana Pincode: 124507 | TL/MD/2019/000003 | 04-Sep-2019 | Sterilised Surgical Sutures | Class C
Alcatec Research Laboratories India Pvt Ltd 1652 MIE Part B ,Bahadurgarh -124507, Haryana, India , Jhajjar, Haryana Pincode: 124507 | TL/MD/2019/000003 | 04-Sep-2019 | Sterilized Surgical Ligatures | Class C
Alcatec Research Laboratories India Pvt Ltd 1652 MIE Part B ,Bahadurgarh -124507, Haryana, India , Jhajjar, Haryana Pincode: 124507 | TL/MD/2019/000003 | 08-Oct-2024 | Sterilized Disposable Device | Class B
Alcatec Research Laboratories India Pvt Ltd 1652 MIE Part B ,Bahadurgarh -124507, Haryana, India , Jhajjar, Haryana Pincode: 124507 | TL/MD/2019/000003 | 08-Oct-2024 | Sterilised Surgical Sutures | Class C
Alcatec Research Laboratories India Pvt Ltd 1652 MIE Part B ,Bahadurgarh -124507, Haryana, India , Jhajjar, Haryana Pincode: 124507 | TL/MD/2019/000003 | 08-Oct-2024 | Sterilized Surgical Ligatures | Class C
ALS Testing Services India Private Limited No 65, Bommasandra Jigani Link Road KIADB Industrial Area, Bangalore, Bengaluru (Bangalore) Urban, Karnataka Pincode: 560105 | TL/MD/2023/000015 | 08-Dec-2023 | Catheters (Test-Bioburden, Specification-ISO 11737-1/NA) | Class A
ALS Testing Services India Private Limited No 65, Bommasandra Jigani Link Road KIADB Industrial Area, Bangalore, Bengaluru (Bangalore) Urban, Karnataka Pincode: 560105 | TL/MD/2023/000015 | 08-Dec-2023 | Catheters (Test-Sterility, Specification- ISO 11737-2) | Class A
ALS Testing Services India Private Limited No 65, Bommasandra Jigani Link Road KIADB Industrial Area, Bangalore, Bengaluru (Bangalore) Urban, Karnataka Pincode: 560105 | TL/MD/2023/000015 | 08-Dec-2023 | Lenses (Test-BET, Specification-British Pharmacopoeia Appendix XIVC) | Class A
ALS Testing Services India Private Limited No 65, Bommasandra Jigani Link Road KIADB Industrial Area, Bangalore, Bengaluru (Bangalore) Urban, Karnataka Pincode: 560105 | TL/MD/2023/000015 | 08-Dec-2023 | Lenses (Test-BET, Specification-British Pharmacopoeia Appendix XVIC, Indian Pharmacopoeia Vol 1) | Class A
ALS Testing Services India Private Limited No 65, Bommasandra Jigani Link Road KIADB Industrial Area, Bangalore, Bengaluru (Bangalore) Urban, Karnataka Pincode: 560105 | TL/MD/2023/000015 | 08-Dec-2023 | Lenses (Test-BET, Specification-USP 161/20 EU per device) | Class A
ALS Testing Services India Private Limited No 65, Bommasandra Jigani Link Road KIADB Industrial Area, Bangalore, Bengaluru (Bangalore) Urban, Karnataka Pincode: 560105 | TL/MD/2023/000015 | 08-Dec-2023 | Lenses (Test-Bioburden, Specification-ISO 11737-1/NA) | Class A
ALS Testing Services India Private Limited No 65, Bommasandra Jigani Link Road KIADB Industrial Area, Bangalore, Bengaluru (Bangalore) Urban, Karnataka Pincode: 560105 | TL/MD/2023/000015 | 08-Dec-2023 | Lenses (Test-Sterility, Specification- British Pharmacopoeia XVI A) | Class A
ALS Testing Services India Private Limited No 65, Bommasandra Jigani Link Road KIADB Industrial Area, Bangalore, Bengaluru (Bangalore) Urban, Karnataka Pincode: 560105 | TL/MD/2023/000015 | 08-Dec-2023 | Lenses (Test-Sterility, Specification- ISO 11737-2) | Class A
ALS Testing Services India Private Limited No 65, Bommasandra Jigani Link Road KIADB Industrial Area, Bangalore, Bengaluru (Bangalore) Urban, Karnataka Pincode: 560105 | TL/MD/2023/000015 | 08-Dec-2023 | Lenses (Test-Sterility, Specification- USP 71) | Class A
ALS Testing Services India Private Limited No 65, Bommasandra Jigani Link Road KIADB Industrial Area, Bangalore, Bengaluru (Bangalore) Urban, Karnataka Pincode: 560105 | TL/MD/2023/000015 | 08-Dec-2023 | Surgical blades (Test-BET, Specification-British Pharmacopoeia Appendix XIVC ) | Class A
ALS Testing Services India Private Limited No 65, Bommasandra Jigani Link Road KIADB Industrial Area, Bangalore, Bengaluru (Bangalore) Urban, Karnataka Pincode: 560105 | TL/MD/2023/000015 | 08-Dec-2023 | Surgical blades (Test-BET, Specification-British Pharmacopoeia Appendix XIVC, Indian Pharmacopeia Vol 1) | Class A
ALS Testing Services India Private Limited No 65, Bommasandra Jigani Link Road KIADB Industrial Area, Bangalore, Bengaluru (Bangalore) Urban, Karnataka Pincode: 560105 | TL/MD/2023/000015 | 08-Dec-2023 | Surgical blades (Test-BET, Specification-USP 4 161/20 EU per) | Class A
ALS Testing Services India Private Limited No 65, Bommasandra Jigani Link Road KIADB Industrial Area, Bangalore, Bengaluru (Bangalore) Urban, Karnataka Pincode: 560105 | TL/MD/2023/000015 | 08-Dec-2023 | Surgical blades (Test-Bioburden, Specification-ISO 11737-1/NA) | Class A
ALS Testing Services India Private Limited No 65, Bommasandra Jigani Link Road KIADB Industrial Area, Bangalore, Bengaluru (Bangalore) Urban, Karnataka Pincode: 560105 | TL/MD/2023/000015 | 08-Dec-2023 | Surgical blades (Test-Sterility, Specification-Indian Pharmacopoeia Vol 1) | Class A
ALS Testing Services India Private Limited No 65, Bommasandra Jigani Link Road KIADB Industrial Area, Bangalore, Bengaluru (Bangalore) Urban, Karnataka Pincode: 560105 | TL/MD/2023/000015 | 08-Dec-2023 | Surgical blades (Test-Sterility, Specification-ISO 11737-2) | Class A
ALS Testing Services India Private Limited No 65, Bommasandra Jigani Link Road KIADB Industrial Area, Bangalore, Bengaluru (Bangalore) Urban, Karnataka Pincode: 560105 | TL/MD/2023/000015 | 08-Dec-2023 | Surgical blades (Test-Sterility, Specification-USP 71) | Class A
ALS Testing Services India Private Limited No 65, Bommasandra Jigani Link Road KIADB Industrial Area, Bangalore, Bengaluru (Bangalore) Urban, Karnataka Pincode: 560105 | TL/MD/2023/000015 | 08-Dec-2023 | Surgical dressing (Test-Bioburden, Specification-ISO 11737-1/NA) | Class A
ALS Testing Services India Private Limited No 65, Bommasandra Jigani Link Road KIADB Industrial Area, Bangalore, Bengaluru (Bangalore) Urban, Karnataka Pincode: 560105 | TL/MD/2023/000015 | 08-Dec-2023 | Surgical dressing (Test-Sterility, Specification-Indian Pharmacopoeia Vol 1) | Class A
ALS Testing Services India Private Limited No 65, Bommasandra Jigani Link Road KIADB Industrial Area, Bangalore, Bengaluru (Bangalore) Urban, Karnataka Pincode: 560105 | TL/MD/2023/000015 | 08-Dec-2023 | Surgical dressing (Test-Sterility, Specification-ISO 11737-2) | Class A
ALS Testing Services India Private Limited No 65, Bommasandra Jigani Link Road KIADB Industrial Area, Bangalore, Bengaluru (Bangalore) Urban, Karnataka Pincode: 560105 | TL/MD/2023/000015 | 08-Dec-2023 | Surgical dressing (Test-Sterility, Specification-USP 71) | Class A
ALS Testing Services India Private Limited No 65, Bommasandra Jigani Link Road KIADB Industrial Area, Bangalore, Bengaluru (Bangalore) Urban, Karnataka Pincode: 560105 | TL/MD/2023/000015 | 08-Dec-2023 | Surgical gloves (Test-Bioburden, Specification-ISO 11737-1/NA) | Class A
ALS Testing Services India Private Limited No 65, Bommasandra Jigani Link Road KIADB Industrial Area, Bangalore, Bengaluru (Bangalore) Urban, Karnataka Pincode: 560105 | TL/MD/2023/000015 | 08-Dec-2023 | Surgical gloves (Test-Sterility, Specification-Indian Pharmacopoeia Vol 1) | Class A
ALS Testing Services India Private Limited No 65, Bommasandra Jigani Link Road KIADB Industrial Area, Bangalore, Bengaluru (Bangalore) Urban, Karnataka Pincode: 560105 | TL/MD/2023/000015 | 08-Dec-2023 | Surgical gloves (Test-Sterility, Specification-ISO 11737-2) | Class A
ALS Testing Services India Private Limited No 65, Bommasandra Jigani Link Road KIADB Industrial Area, Bangalore, Bengaluru (Bangalore) Urban, Karnataka Pincode: 560105 | TL/MD/2023/000015 | 08-Dec-2023 | Surgical gloves (Test-Sterility, Specification-USP 71) | Class A
ALS Testing Services India Private Limited No 65, Bommasandra Jigani Link Road KIADB Industrial Area, Bangalore, Bengaluru (Bangalore) Urban, Karnataka Pincode: 560105 | TL/MD/2023/000015 | 08-Dec-2023 | Catheters (Test-Bioburden, Specification-ISO 11737-1) | Class B
ALS Testing Services India Private Limited No 65, Bommasandra Jigani Link Road KIADB Industrial Area, Bangalore, Bengaluru (Bangalore) Urban, Karnataka Pincode: 560105 | TL/MD/2023/000015 | 08-Dec-2023 | Catheters (Test-Sterility, Specification-British Pharmacopoeia Appendix XVIA) | Class B
ALS Testing Services India Private Limited No 65, Bommasandra Jigani Link Road KIADB Industrial Area, Bangalore, Bengaluru (Bangalore) Urban, Karnataka Pincode: 560105 | TL/MD/2023/000015 | 08-Dec-2023 | Catheters (Test-Sterility, Specification- EP 2.6.1) | Class B
ALS Testing Services India Private Limited No 65, Bommasandra Jigani Link Road KIADB Industrial Area, Bangalore, Bengaluru (Bangalore) Urban, Karnataka Pincode: 560105 | TL/MD/2023/000015 | 08-Dec-2023 | Catheters (Test-Sterility, Specification-Indian Pharmacopoeia Volume 1 2.2.11) | Class B
ALS Testing Services India Private Limited No 65, Bommasandra Jigani Link Road KIADB Industrial Area, Bangalore, Bengaluru (Bangalore) Urban, Karnataka Pincode: 560105 | TL/MD/2023/000015 | 08-Dec-2023 | Catheters (Test-Sterility, Specification-ISO 11737-2) | Class B
ALS Testing Services India Private Limited No 65, Bommasandra Jigani Link Road KIADB Industrial Area, Bangalore, Bengaluru (Bangalore) Urban, Karnataka Pincode: 560105 | TL/MD/2023/000015 | 08-Dec-2023 | Catheters (Test-Sterility, Specification-USP 42 Chapter 71) | Class B
ALS Testing Services India Private Limited No 65, Bommasandra Jigani Link Road KIADB Industrial Area, Bangalore, Bengaluru (Bangalore) Urban, Karnataka Pincode: 560105 | TL/MD/2023/000015 | 08-Dec-2023 | Dressing pad (Test-Bioburden, Specification-ISO 11737-1) | Class B
ALS Testing Services India Private Limited No 65, Bommasandra Jigani Link Road KIADB Industrial Area, Bangalore, Bengaluru (Bangalore) Urban, Karnataka Pincode: 560105 | TL/MD/2023/000015 | 08-Dec-2023 | Dressing pad (Test-Sterility, Specification-British Pharmacopoeia Appendix XVIA) | Class B
ALS Testing Services India Private Limited No 65, Bommasandra Jigani Link Road KIADB Industrial Area, Bangalore, Bengaluru (Bangalore) Urban, Karnataka Pincode: 560105 | TL/MD/2023/000015 | 08-Dec-2023 | Dressing pad (Test-Sterility, Specification- EP 2.6.1) | Class B
ALS Testing Services India Private Limited No 65, Bommasandra Jigani Link Road KIADB Industrial Area, Bangalore, Bengaluru (Bangalore) Urban, Karnataka Pincode: 560105 | TL/MD/2023/000015 | 08-Dec-2023 | Dressing pad (Test-Sterility, Specification-Indian Pharmacopoeia Volume 1 2.2.11) | Class B
ALS Testing Services India Private Limited No 65, Bommasandra Jigani Link Road KIADB Industrial Area, Bangalore, Bengaluru (Bangalore) Urban, Karnataka Pincode: 560105 | TL/MD/2023/000015 | 08-Dec-2023 | Dressing pad (Test-Sterility, Specification-ISO 11737-2) | Class B
ALS Testing Services India Private Limited No 65, Bommasandra Jigani Link Road KIADB Industrial Area, Bangalore, Bengaluru (Bangalore) Urban, Karnataka Pincode: 560105 | TL/MD/2023/000015 | 08-Dec-2023 | Dressing pad (Test-Sterility, Specification-USP 42 Chapter 71) | Class B
ALS Testing Services India Private Limited No 65, Bommasandra Jigani Link Road KIADB Industrial Area, Bangalore, Bengaluru (Bangalore) Urban, Karnataka Pincode: 560105 | TL/MD/2023/000015 | 08-Dec-2023 | Gauze (Test-Bioburden , Specification-ISO 11737-1) | Class B
ALS Testing Services India Private Limited No 65, Bommasandra Jigani Link Road KIADB Industrial Area, Bangalore, Bengaluru (Bangalore) Urban, Karnataka Pincode: 560105 | TL/MD/2023/000015 | 08-Dec-2023 | Gauze (Test-Sterility, Specification-British Pharmacopoeia Appendix XVIA) | Class B
ALS Testing Services India Private Limited No 65, Bommasandra Jigani Link Road KIADB Industrial Area, Bangalore, Bengaluru (Bangalore) Urban, Karnataka Pincode: 560105 | TL/MD/2023/000015 | 08-Dec-2023 | Gauze (Test-Sterility, Specification- EP 2.6.1) | Class B
ALS Testing Services India Private Limited No 65, Bommasandra Jigani Link Road KIADB Industrial Area, Bangalore, Bengaluru (Bangalore) Urban, Karnataka Pincode: 560105 | TL/MD/2023/000015 | 08-Dec-2023 | Gauze (Test-Sterility, Specification-Indian Pharmacopoeia Volume 1 2.2.11) | Class B
ALS Testing Services India Private Limited No 65, Bommasandra Jigani Link Road KIADB Industrial Area, Bangalore, Bengaluru (Bangalore) Urban, Karnataka Pincode: 560105 | TL/MD/2023/000015 | 08-Dec-2023 | Gauze (Test-Sterility, Specification-ISO 11737-2) | Class B
ALS Testing Services India Private Limited No 65, Bommasandra Jigani Link Road KIADB Industrial Area, Bangalore, Bengaluru (Bangalore) Urban, Karnataka Pincode: 560105 | TL/MD/2023/000015 | 08-Dec-2023 | Gauze (Test-Sterility, Specification-USP 42 Chapter 71) | Class B
ALS Testing Services India Private Limited No 65, Bommasandra Jigani Link Road KIADB Industrial Area, Bangalore, Bengaluru (Bangalore) Urban, Karnataka Pincode: 560105 | TL/MD/2023/000015 | 08-Dec-2023 | Lenses (Test-BET, Specification-Indian Pharmacopoeia Vol 1/20 EU per device) | Class B
ALS Testing Services India Private Limited No 65, Bommasandra Jigani Link Road KIADB Industrial Area, Bangalore, Bengaluru (Bangalore) Urban, Karnataka Pincode: 560105 | TL/MD/2023/000015 | 08-Dec-2023 | Lenses (Test-BET, Specification-USP 161/20 EU per device) | Class B
ALS Testing Services India Private Limited No 65, Bommasandra Jigani Link Road KIADB Industrial Area, Bangalore, Bengaluru (Bangalore) Urban, Karnataka Pincode: 560105 | TL/MD/2023/000015 | 08-Dec-2023 | Lenses (Test-Bioburden, Specification-ISO 11737-1) | Class B
ALS Testing Services India Private Limited No 65, Bommasandra Jigani Link Road KIADB Industrial Area, Bangalore, Bengaluru (Bangalore) Urban, Karnataka Pincode: 560105 | TL/MD/2023/000015 | 08-Dec-2023 | Lenses (Test-Sterility, Specification-British Pharmacopoeia Appendix XVIA) | Class B
ALS Testing Services India Private Limited No 65, Bommasandra Jigani Link Road KIADB Industrial Area, Bangalore, Bengaluru (Bangalore) Urban, Karnataka Pincode: 560105 | TL/MD/2023/000015 | 08-Dec-2023 | Lenses (Test-Sterility, Specification- EP 2.6.1) | Class B
ALS Testing Services India Private Limited No 65, Bommasandra Jigani Link Road KIADB Industrial Area, Bangalore, Bengaluru (Bangalore) Urban, Karnataka Pincode: 560105 | TL/MD/2023/000015 | 08-Dec-2023 | Lenses (Test-Sterility, Specification-Indian Pharmacopoeia Volume 1 2.2.11) | Class B
ALS Testing Services India Private Limited No 65, Bommasandra Jigani Link Road KIADB Industrial Area, Bangalore, Bengaluru (Bangalore) Urban, Karnataka Pincode: 560105 | TL/MD/2023/000015 | 08-Dec-2023 | Lenses (Test-Sterility, Specification-ISO 11737-2) | Class B
ALS Testing Services India Private Limited No 65, Bommasandra Jigani Link Road KIADB Industrial Area, Bangalore, Bengaluru (Bangalore) Urban, Karnataka Pincode: 560105 | TL/MD/2023/000015 | 08-Dec-2023 | Lenses (Test-Sterility, Specification-USP 42 Chapter 71) | Class B
ALS Testing Services India Private Limited No 65, Bommasandra Jigani Link Road KIADB Industrial Area, Bangalore, Bengaluru (Bangalore) Urban, Karnataka Pincode: 560105 | TL/MD/2023/000015 | 08-Dec-2023 | Needles (Test-BET, Specification-USP 161/20 EU per device) | Class B
ALS Testing Services India Private Limited No 65, Bommasandra Jigani Link Road KIADB Industrial Area, Bangalore, Bengaluru (Bangalore) Urban, Karnataka Pincode: 560105 | TL/MD/2023/000015 | 08-Dec-2023 | Needles (Test-Bioburden, Specification-ISO 11737-1) | Class B
ALS Testing Services India Private Limited No 65, Bommasandra Jigani Link Road KIADB Industrial Area, Bangalore, Bengaluru (Bangalore) Urban, Karnataka Pincode: 560105 | TL/MD/2023/000015 | 08-Dec-2023 | Needles (Test-Sterility, Specification-British Pharmacopoeia Appendix XVIA) | Class B
ALS Testing Services India Private Limited No 65, Bommasandra Jigani Link Road KIADB Industrial Area, Bangalore, Bengaluru (Bangalore) Urban, Karnataka Pincode: 560105 | TL/MD/2023/000015 | 08-Dec-2023 | Needles (Test-Sterility, Specification-EP 2.6.1) | Class B
ALS Testing Services India Private Limited No 65, Bommasandra Jigani Link Road KIADB Industrial Area, Bangalore, Bengaluru (Bangalore) Urban, Karnataka Pincode: 560105 | TL/MD/2023/000015 | 08-Dec-2023 | Needles (Test-Sterility, Specification-Indian Pharmacopoeia Volume 1 2.2.11) | Class B
ALS Testing Services India Private Limited No 65, Bommasandra Jigani Link Road KIADB Industrial Area, Bangalore, Bengaluru (Bangalore) Urban, Karnataka Pincode: 560105 | TL/MD/2023/000015 | 08-Dec-2023 | Needles (Test-Sterility, Specification-ISO 11737-2) | Class B
ALS Testing Services India Private Limited No 65, Bommasandra Jigani Link Road KIADB Industrial Area, Bangalore, Bengaluru (Bangalore) Urban, Karnataka Pincode: 560105 | TL/MD/2023/000015 | 08-Dec-2023 | Needles (Test-Sterility, Specification-USP 42 Chapter 71) | Class B
ALS Testing Services India Private Limited No 65, Bommasandra Jigani Link Road KIADB Industrial Area, Bangalore, Bengaluru (Bangalore) Urban, Karnataka Pincode: 560105 | TL/MD/2023/000015 | 08-Dec-2023 | Needles (Test-Sterility, Specification-USP 71) | Class B
ALS Testing Services India Private Limited No 65, Bommasandra Jigani Link Road KIADB Industrial Area, Bangalore, Bengaluru (Bangalore) Urban, Karnataka Pincode: 560105 | TL/MD/2023/000015 | 08-Dec-2023 | Needle (Test-Sterility, Specification-British Pharmacopoeia Appendix XVIA) | Class B
ALS Testing Services India Private Limited No 65, Bommasandra Jigani Link Road KIADB Industrial Area, Bangalore, Bengaluru (Bangalore) Urban, Karnataka Pincode: 560105 | TL/MD/2023/000015 | 08-Dec-2023 | Surgical blades (Test-BET Gel clot test-Limit test and Semi quantitative, Specification-USP 42 Chapter 85) | Class B
ALS Testing Services India Private Limited No 65, Bommasandra Jigani Link Road KIADB Industrial Area, Bangalore, Bengaluru (Bangalore) Urban, Karnataka Pincode: 560105 | TL/MD/2023/000015 | 08-Dec-2023 | Surgical blades (Test-BET Gel clot test-Method A and Method B, Specification- British Pharmacopoeia AppendixXIVC) | Class B
ALS Testing Services India Private Limited No 65, Bommasandra Jigani Link Road KIADB Industrial Area, Bangalore, Bengaluru (Bangalore) Urban, Karnataka Pincode: 560105 | TL/MD/2023/000015 | 08-Dec-2023 | Surgical blades (Test-BET Gel clot test-Method A and Method B, Specification-EP 2.6.14) | Class B
ALS Testing Services India Private Limited No 65, Bommasandra Jigani Link Road KIADB Industrial Area, Bangalore, Bengaluru (Bangalore) Urban, Karnataka Pincode: 560105 | TL/MD/2023/000015 | 08-Dec-2023 | Surgical blades (Test-BET Gel clot test-Method A and Method B, Specification-Indian Pharmacopoeia Vol.1 2.2.3) | Class B
ALS Testing Services India Private Limited No 65, Bommasandra Jigani Link Road KIADB Industrial Area, Bangalore, Bengaluru (Bangalore) Urban, Karnataka Pincode: 560105 | TL/MD/2023/000015 | 08-Dec-2023 | Surgical blades (Test-Bioburden, Specification-ISO 11737-1) | Class B
ALS Testing Services India Private Limited No 65, Bommasandra Jigani Link Road KIADB Industrial Area, Bangalore, Bengaluru (Bangalore) Urban, Karnataka Pincode: 560105 | TL/MD/2023/000015 | 08-Dec-2023 | Surgical blades (Test-Sterility, Specification-British Pharmacopoeia Appendix XVIA) | Class B
ALS Testing Services India Private Limited No 65, Bommasandra Jigani Link Road KIADB Industrial Area, Bangalore, Bengaluru (Bangalore) Urban, Karnataka Pincode: 560105 | TL/MD/2023/000015 | 08-Dec-2023 | Surgical blades (Test-Sterility, Specification- EP 2.6.1) | Class B
ALS Testing Services India Private Limited No 65, Bommasandra Jigani Link Road KIADB Industrial Area, Bangalore, Bengaluru (Bangalore) Urban, Karnataka Pincode: 560105 | TL/MD/2023/000015 | 08-Dec-2023 | Surgical blades (Test-Sterility, Specification-Indian Pharmacopoeia Volume 1 2.2.11) | Class B
ALS Testing Services India Private Limited No 65, Bommasandra Jigani Link Road KIADB Industrial Area, Bangalore, Bengaluru (Bangalore) Urban, Karnataka Pincode: 560105 | TL/MD/2023/000015 | 08-Dec-2023 | Surgical blades (Test-Sterility, Specification-ISO 11737-2) | Class B
ALS Testing Services India Private Limited No 65, Bommasandra Jigani Link Road KIADB Industrial Area, Bangalore, Bengaluru (Bangalore) Urban, Karnataka Pincode: 560105 | TL/MD/2023/000015 | 08-Dec-2023 | Surgical blades (Test-Sterility, Specification-USP 42 Chapter 71) | Class B
ALS Testing Services India Private Limited No 65, Bommasandra Jigani Link Road KIADB Industrial Area, Bangalore, Bengaluru (Bangalore) Urban, Karnataka Pincode: 560105 | TL/MD/2023/000015 | 08-Dec-2023 | Surgical dressing (Test-Bioburden, Specification-ISO 11737-1/NA) | Class B
ALS Testing Services India Private Limited No 65, Bommasandra Jigani Link Road KIADB Industrial Area, Bangalore, Bengaluru (Bangalore) Urban, Karnataka Pincode: 560105 | TL/MD/2023/000015 | 08-Dec-2023 | Surgical dressing (Test-Sterility, Specification-Indian Pharmacopoeia Vol 1) | Class B
ALS Testing Services India Private Limited No 65, Bommasandra Jigani Link Road KIADB Industrial Area, Bangalore, Bengaluru (Bangalore) Urban, Karnataka Pincode: 560105 | TL/MD/2023/000015 | 08-Dec-2023 | Surgical dressing (Test-Sterility, Specification-ISO 11737-2) | Class B
ALS Testing Services India Private Limited No 65, Bommasandra Jigani Link Road KIADB Industrial Area, Bangalore, Bengaluru (Bangalore) Urban, Karnataka Pincode: 560105 | TL/MD/2023/000015 | 08-Dec-2023 | Surgical dressing (Test-Sterility, Specification-USP 71) | Class B
ALS Testing Services India Private Limited No 65, Bommasandra Jigani Link Road KIADB Industrial Area, Bangalore, Bengaluru (Bangalore) Urban, Karnataka Pincode: 560105 | TL/MD/2023/000015 | 08-Dec-2023 | Surgical gloves (Test-Bioburden , Specification-ISO 11737-1) | Class B
ALS Testing Services India Private Limited No 65, Bommasandra Jigani Link Road KIADB Industrial Area, Bangalore, Bengaluru (Bangalore) Urban, Karnataka Pincode: 560105 | TL/MD/2023/000015 | 08-Dec-2023 | Surgical gloves (Test-Sterility, Specification-British Pharmacopoeia Appendix XVIA) | Class B
ALS Testing Services India Private Limited No 65, Bommasandra Jigani Link Road KIADB Industrial Area, Bangalore, Bengaluru (Bangalore) Urban, Karnataka Pincode: 560105 | TL/MD/2023/000015 | 08-Dec-2023 | Surgical gloves (Test-Sterility, Specification- EP 2.6.1) | Class B
ALS Testing Services India Private Limited No 65, Bommasandra Jigani Link Road KIADB Industrial Area, Bangalore, Bengaluru (Bangalore) Urban, Karnataka Pincode: 560105 | TL/MD/2023/000015 | 08-Dec-2023 | Surgical gloves (Test-Sterility, Specification-Indian Pharmacopoeia Volume 1 2.2.11) | Class B
ALS Testing Services India Private Limited No 65, Bommasandra Jigani Link Road KIADB Industrial Area, Bangalore, Bengaluru (Bangalore) Urban, Karnataka Pincode: 560105 | TL/MD/2023/000015 | 08-Dec-2023 | Surgical gloves (Test-Sterility, Specification-ISO 11737-2) | Class B
ALS Testing Services India Private Limited No 65, Bommasandra Jigani Link Road KIADB Industrial Area, Bangalore, Bengaluru (Bangalore) Urban, Karnataka Pincode: 560105 | TL/MD/2023/000015 | 08-Dec-2023 | Surgical gloves (Test-Sterility, Specification-USP 42 Chapter 71) | Class B
ALS Testing Services India Private Limited No 65, Bommasandra Jigani Link Road KIADB Industrial Area, Bangalore, Bengaluru (Bangalore) Urban, Karnataka Pincode: 560105 | TL/MD/2023/000015 | 08-Dec-2023 | Syringes (Test-BET Gel clot test-Limit test and Semi- quantitative, Specification-USP 42 Chapter 85) | Class B
ALS Testing Services India Private Limited No 65, Bommasandra Jigani Link Road KIADB Industrial Area, Bangalore, Bengaluru (Bangalore) Urban, Karnataka Pincode: 560105 | TL/MD/2023/000015 | 08-Dec-2023 | Syringes (Test-BET Gel clot test-Method A and Method B, Specification-British Pharmacopoeia AppendixXIVC) | Class B
ALS Testing Services India Private Limited No 65, Bommasandra Jigani Link Road KIADB Industrial Area, Bangalore, Bengaluru (Bangalore) Urban, Karnataka Pincode: 560105 | TL/MD/2023/000015 | 08-Dec-2023 | Syringes (Test-BET Gel clot test-Method A and Method B, Specification-EP 2.6.14) | Class B
ALS Testing Services India Private Limited No 65, Bommasandra Jigani Link Road KIADB Industrial Area, Bangalore, Bengaluru (Bangalore) Urban, Karnataka Pincode: 560105 | TL/MD/2023/000015 | 08-Dec-2023 | Syringes (Test-BET Gel clot test-Method A and Method B, Specification-Indian Pharmacopoeia Vol.1 2.2.3) | Class B
ALS Testing Services India Private Limited No 65, Bommasandra Jigani Link Road KIADB Industrial Area, Bangalore, Bengaluru (Bangalore) Urban, Karnataka Pincode: 560105 | TL/MD/2023/000015 | 08-Dec-2023 | Syringes (Test-Bioburden, Specification-ISO 11737-1) | Class B
ALS Testing Services India Private Limited No 65, Bommasandra Jigani Link Road KIADB Industrial Area, Bangalore, Bengaluru (Bangalore) Urban, Karnataka Pincode: 560105 | TL/MD/2023/000015 | 08-Dec-2023 | Syringes (Test-Sterility, Specification-British Pharmacopoeia Appendix XVIA) | Class B
ALS Testing Services India Private Limited No 65, Bommasandra Jigani Link Road KIADB Industrial Area, Bangalore, Bengaluru (Bangalore) Urban, Karnataka Pincode: 560105 | TL/MD/2023/000015 | 08-Dec-2023 | Syringes (Test-Sterility, Specification-EP 2.6.1) | Class B
ALS Testing Services India Private Limited No 65, Bommasandra Jigani Link Road KIADB Industrial Area, Bangalore, Bengaluru (Bangalore) Urban, Karnataka Pincode: 560105 | TL/MD/2023/000015 | 08-Dec-2023 | Syringes (Test-Sterility, Specification-Indian Pharmacopoeia Volume 1 2.2.11) | Class B
ALS Testing Services India Private Limited No 65, Bommasandra Jigani Link Road KIADB Industrial Area, Bangalore, Bengaluru (Bangalore) Urban, Karnataka Pincode: 560105 | TL/MD/2023/000015 | 08-Dec-2023 | Syringes (Test-Sterility, Specification-ISO 11737-2) | Class B
ALS Testing Services India Private Limited No 65, Bommasandra Jigani Link Road KIADB Industrial Area, Bangalore, Bengaluru (Bangalore) Urban, Karnataka Pincode: 560105 | TL/MD/2023/000015 | 08-Dec-2023 | Syringes (Test-Sterility, Specification-USP 42 Chapter 71) | Class B
ALS Testing Services India Private Limited No 65, Bommasandra Jigani Link Road KIADB Industrial Area, Bangalore, Bengaluru (Bangalore) Urban, Karnataka Pincode: 560105 | TL/MD/2023/000015 | 08-Dec-2023 | Syringes (Test-Sterility, Specification-USP 71) | Class B
ALS Testing Services India Private Limited No 65, Bommasandra Jigani Link Road KIADB Industrial Area, Bangalore, Bengaluru (Bangalore) Urban, Karnataka Pincode: 560105 | TL/MD/2023/000015 | 08-Dec-2023 | Syringe (Test-BET, Specification-USP 1 161/20 per device) | Class B
ALS Testing Services India Private Limited No 65, Bommasandra Jigani Link Road KIADB Industrial Area, Bangalore, Bengaluru (Bangalore) Urban, Karnataka Pincode: 560105 | TL/MD/2023/000015 | 08-Dec-2023 | Syringe (Test-Sterility, Specification-British Pharmacopoeia Appendix XVIA) | Class B
ALS Testing Services India Private Limited No 65, Bommasandra Jigani Link Road KIADB Industrial Area, Bangalore, Bengaluru (Bangalore) Urban, Karnataka Pincode: 560105 | TL/MD/2023/000015 | 08-Dec-2023 | Catheters (Test-Bioburden, Specification-ISO 11737-1/NA) | Class C
ALS Testing Services India Private Limited No 65, Bommasandra Jigani Link Road KIADB Industrial Area, Bangalore, Bengaluru (Bangalore) Urban, Karnataka Pincode: 560105 | TL/MD/2023/000015 | 08-Dec-2023 | Catheters (Test-Sterility, Specification- ISO 11737-2) | Class C
ALS Testing Services India Private Limited No 65, Bommasandra Jigani Link Road KIADB Industrial Area, Bangalore, Bengaluru (Bangalore) Urban, Karnataka Pincode: 560105 | TL/MD/2023/000015 | 08-Dec-2023 | Lenses (Test-BET, Specification-British Pharmacopoeia Appendix XVIC, Indian Pharmacopoeia Vol 01) ) | Class C
ALS Testing Services India Private Limited No 65, Bommasandra Jigani Link Road KIADB Industrial Area, Bangalore, Bengaluru (Bangalore) Urban, Karnataka Pincode: 560105 | TL/MD/2023/000015 | 08-Dec-2023 | Lenses (Test-BET, Specification-USP 161/20 EU per device) | Class C
ALS Testing Services India Private Limited No 65, Bommasandra Jigani Link Road KIADB Industrial Area, Bangalore, Bengaluru (Bangalore) Urban, Karnataka Pincode: 560105 | TL/MD/2023/000015 | 08-Dec-2023 | Lenses (Test-Bioburden, Specification-ISO 11737-1) | Class C
ALS Testing Services India Private Limited No 65, Bommasandra Jigani Link Road KIADB Industrial Area, Bangalore, Bengaluru (Bangalore) Urban, Karnataka Pincode: 560105 | TL/MD/2023/000015 | 08-Dec-2023 | Lenses (Test-Sterility, Specification- British Pharmacopoeia Appendix XVIA) | Class C
ALS Testing Services India Private Limited No 65, Bommasandra Jigani Link Road KIADB Industrial Area, Bangalore, Bengaluru (Bangalore) Urban, Karnataka Pincode: 560105 | TL/MD/2023/000015 | 08-Dec-2023 | Lenses (Test-Sterility, Specification- ISO 11737-2) | Class C
ALS Testing Services India Private Limited No 65, Bommasandra Jigani Link Road KIADB Industrial Area, Bangalore, Bengaluru (Bangalore) Urban, Karnataka Pincode: 560105 | TL/MD/2023/000015 | 08-Dec-2023 | Lenses (Test-Sterility, Specification- USP 71) | Class C
ALS Testing Services India Private Limited No 65, Bommasandra Jigani Link Road KIADB Industrial Area, Bangalore, Bengaluru (Bangalore) Urban, Karnataka Pincode: 560105 | TL/MD/2023/000015 | 08-Dec-2023 | Needles (Test-BET, Specification-British Pharmacopoeia Appendix XIVC, Indian Pharmacopoeia Vol 1) | Class C
ALS Testing Services India Private Limited No 65, Bommasandra Jigani Link Road KIADB Industrial Area, Bangalore, Bengaluru (Bangalore) Urban, Karnataka Pincode: 560105 | TL/MD/2023/000015 | 08-Dec-2023 | Needles (Test-BET, Specification-USP 4 161/20 EU per device) | Class C
ALS Testing Services India Private Limited No 65, Bommasandra Jigani Link Road KIADB Industrial Area, Bangalore, Bengaluru (Bangalore) Urban, Karnataka Pincode: 560105 | TL/MD/2023/000015 | 08-Dec-2023 | Needles (Test-Bioburden, Specification-ISO-11737-1/NA) | Class C
ALS Testing Services India Private Limited No 65, Bommasandra Jigani Link Road KIADB Industrial Area, Bangalore, Bengaluru (Bangalore) Urban, Karnataka Pincode: 560105 | TL/MD/2023/000015 | 08-Dec-2023 | Needles (Test-Sterility, Specification-ISO 11737-2) | Class C
ALS Testing Services India Private Limited No 65, Bommasandra Jigani Link Road KIADB Industrial Area, Bangalore, Bengaluru (Bangalore) Urban, Karnataka Pincode: 560105 | TL/MD/2023/000015 | 08-Dec-2023 | Needles (Test-Sterility, Specification-USP 71) | Class C
ALS Testing Services India Private Limited No 65, Bommasandra Jigani Link Road KIADB Industrial Area, Bangalore, Bengaluru (Bangalore) Urban, Karnataka Pincode: 560105 | TL/MD/2023/000015 | 08-Dec-2023 | Needle (Test-Sterility, Specification-British Pharmacopoeia Appendix XVIA) | Class C
ALS Testing Services India Private Limited No 65, Bommasandra Jigani Link Road KIADB Industrial Area, Bangalore, Bengaluru (Bangalore) Urban, Karnataka Pincode: 560105 | TL/MD/2023/000015 | 08-Dec-2023 | Surgical blades (Test-BET, Specification-British Pharmacopoeia Appendix XIVC, Indian Pharmacopoeia Vol 1) ) | Class C
ALS Testing Services India Private Limited No 65, Bommasandra Jigani Link Road KIADB Industrial Area, Bangalore, Bengaluru (Bangalore) Urban, Karnataka Pincode: 560105 | TL/MD/2023/000015 | 08-Dec-2023 | Surgical blades (Test-BET, Specification-British Pharmacopoeia XIVC) | Class C
ALS Testing Services India Private Limited No 65, Bommasandra Jigani Link Road KIADB Industrial Area, Bangalore, Bengaluru (Bangalore) Urban, Karnataka Pincode: 560105 | TL/MD/2023/000015 | 08-Dec-2023 | Surgical blades (Test-BET, Specification-USP 4 161/20 EU per) | Class C
ALS Testing Services India Private Limited No 65, Bommasandra Jigani Link Road KIADB Industrial Area, Bangalore, Bengaluru (Bangalore) Urban, Karnataka Pincode: 560105 | TL/MD/2023/000015 | 08-Dec-2023 | Surgical blades (Test-Bioburden, Specification ISO 11737-1/NA) | Class C
ALS Testing Services India Private Limited No 65, Bommasandra Jigani Link Road KIADB Industrial Area, Bangalore, Bengaluru (Bangalore) Urban, Karnataka Pincode: 560105 | TL/MD/2023/000015 | 08-Dec-2023 | Surgical blades (Test-Sterility, Specification-Indian Pharmacopoeia Vol 1) | Class C
ALS Testing Services India Private Limited No 65, Bommasandra Jigani Link Road KIADB Industrial Area, Bangalore, Bengaluru (Bangalore) Urban, Karnataka Pincode: 560105 | TL/MD/2023/000015 | 08-Dec-2023 | Surgical blades (Test-Sterility, Specification-ISO 11737-2) | Class C
ALS Testing Services India Private Limited No 65, Bommasandra Jigani Link Road KIADB Industrial Area, Bangalore, Bengaluru (Bangalore) Urban, Karnataka Pincode: 560105 | TL/MD/2023/000015 | 08-Dec-2023 | Surgical blades (Test-Sterility, Specification-USP 71) | Class C
ALS Testing Services India Private Limited No 65, Bommasandra Jigani Link Road KIADB Industrial Area, Bangalore, Bengaluru (Bangalore) Urban, Karnataka Pincode: 560105 | TL/MD/2023/000015 | 08-Dec-2023 | Surgical dressing (Test-Bioburden, Specification-ISO 11737-1/NA) | Class C
ALS Testing Services India Private Limited No 65, Bommasandra Jigani Link Road KIADB Industrial Area, Bangalore, Bengaluru (Bangalore) Urban, Karnataka Pincode: 560105 | TL/MD/2023/000015 | 08-Dec-2023 | Surgical dressing (Test-Sterility, Specification-Indian Pharmacopoeia Vol 1) | Class C
ALS Testing Services India Private Limited No 65, Bommasandra Jigani Link Road KIADB Industrial Area, Bangalore, Bengaluru (Bangalore) Urban, Karnataka Pincode: 560105 | TL/MD/2023/000015 | 08-Dec-2023 | Surgical dressing (Test-Sterility, Specification-ISO 11737-2) | Class C
ALS Testing Services India Private Limited No 65, Bommasandra Jigani Link Road KIADB Industrial Area, Bangalore, Bengaluru (Bangalore) Urban, Karnataka Pincode: 560105 | TL/MD/2023/000015 | 08-Dec-2023 | Surgical dressing (Test-Sterility, Specification-USP 71) | Class C
ALS Testing Services India Private Limited No 65, Bommasandra Jigani Link Road KIADB Industrial Area, Bangalore, Bengaluru (Bangalore) Urban, Karnataka Pincode: 560105 | TL/MD/2023/000015 | 08-Dec-2023 | Syringes (Test-Bioburden, Specification-ISO 117371-1/NA) | Class C
ALS Testing Services India Private Limited No 65, Bommasandra Jigani Link Road KIADB Industrial Area, Bangalore, Bengaluru (Bangalore) Urban, Karnataka Pincode: 560105 | TL/MD/2023/000015 | 08-Dec-2023 | Syringe (Test-BET, Specification-British Pharmacopoeia Appendix XIVC, Indian Pharmacopoeia Vol 1)) | Class C
ALS Testing Services India Private Limited No 65, Bommasandra Jigani Link Road KIADB Industrial Area, Bangalore, Bengaluru (Bangalore) Urban, Karnataka Pincode: 560105 | TL/MD/2023/000015 | 08-Dec-2023 | Syringe (Test-BET, Specification-USP 161/20 EU per device) | Class C
ALS Testing Services India Private Limited No 65, Bommasandra Jigani Link Road KIADB Industrial Area, Bangalore, Bengaluru (Bangalore) Urban, Karnataka Pincode: 560105 | TL/MD/2023/000015 | 08-Dec-2023 | Syringe (Test-Sterility, Specification-British Pharmacopoeia Appendix XVIA) | Class C
ALS Testing Services India Private Limited No 65, Bommasandra Jigani Link Road KIADB Industrial Area, Bangalore, Bengaluru (Bangalore) Urban, Karnataka Pincode: 560105 | TL/MD/2023/000015 | 08-Dec-2023 | Syringe (Test-Sterility, Specification-ISO 11737-2) | Class C
ALS Testing Services India Private Limited No 65, Bommasandra Jigani Link Road KIADB Industrial Area, Bangalore, Bengaluru (Bangalore) Urban, Karnataka Pincode: 560105 | TL/MD/2023/000015 | 08-Dec-2023 | Syringe (Test-Sterility, Specification-USP 71) | Class C
ALS Testing Services India Private Limited No 65, Bommasandra Jigani Link Road KIADB Industrial Area, Bangalore, Bengaluru (Bangalore) Urban, Karnataka Pincode: 560105 | TL/MD/2023/000015 | 08-Dec-2023 | Catheters (Test-Bioburden, Specification-ISO 11737-1/NA) | Class D
ALS Testing Services India Private Limited No 65, Bommasandra Jigani Link Road KIADB Industrial Area, Bangalore, Bengaluru (Bangalore) Urban, Karnataka Pincode: 560105 | TL/MD/2023/000015 | 08-Dec-2023 | Catheters (Test-Sterility, Specification- ISO 11737-2) | Class D
ALS Testing Services India Private Limited No 65, Bommasandra Jigani Link Road KIADB Industrial Area, Bangalore, Bengaluru (Bangalore) Urban, Karnataka Pincode: 560105 | TL/MD/2023/000015 | 08-Dec-2023 | Needles (Test-BET, Specification-British Pharmacopoeia Appendix XIVC, Indian Pharmacopoeia Vol 1) | Class D
ALS Testing Services India Private Limited No 65, Bommasandra Jigani Link Road KIADB Industrial Area, Bangalore, Bengaluru (Bangalore) Urban, Karnataka Pincode: 560105 | TL/MD/2023/000015 | 08-Dec-2023 | Needles (Test-BET, Specification-USP 4 161/20 EU per device) | Class D
ALS Testing Services India Private Limited No 65, Bommasandra Jigani Link Road KIADB Industrial Area, Bangalore, Bengaluru (Bangalore) Urban, Karnataka Pincode: 560105 | TL/MD/2023/000015 | 08-Dec-2023 | Needles (Test-Bioburden, Specification-ISO 11737-1/NA) | Class D
ALS Testing Services India Private Limited No 65, Bommasandra Jigani Link Road KIADB Industrial Area, Bangalore, Bengaluru (Bangalore) Urban, Karnataka Pincode: 560105 | TL/MD/2023/000015 | 08-Dec-2023 | Needles (Test-Sterility, Specification-British Pharmacopoeia Appendix XIVC) | Class D
ALS Testing Services India Private Limited No 65, Bommasandra Jigani Link Road KIADB Industrial Area, Bangalore, Bengaluru (Bangalore) Urban, Karnataka Pincode: 560105 | TL/MD/2023/000015 | 08-Dec-2023 | Needles (Test-Sterility, Specification-ISO 11737-2) | Class D
ALS Testing Services India Private Limited No 65, Bommasandra Jigani Link Road KIADB Industrial Area, Bangalore, Bengaluru (Bangalore) Urban, Karnataka Pincode: 560105 | TL/MD/2023/000015 | 08-Dec-2023 | Needles (Test-Sterility, Specification-USP 71) | Class D
ALS Testing Services India Private Limited No 65, Bommasandra Jigani Link Road KIADB Industrial Area, Bangalore, Bengaluru (Bangalore) Urban, Karnataka Pincode: 560105 | TL/MD/2023/000015 | 08-Dec-2023 | Surgical dressing (Test-Bioburden, Specification-ISO 11737-1/NA) | Class D
ALS Testing Services India Private Limited No 65, Bommasandra Jigani Link Road KIADB Industrial Area, Bangalore, Bengaluru (Bangalore) Urban, Karnataka Pincode: 560105 | TL/MD/2023/000015 | 08-Dec-2023 | Surgical dressing (Test-Sterility, Specification-Indian Pharmacopoeia Vol 1) | Class D
ALS Testing Services India Private Limited No 65, Bommasandra Jigani Link Road KIADB Industrial Area, Bangalore, Bengaluru (Bangalore) Urban, Karnataka Pincode: 560105 | TL/MD/2023/000015 | 08-Dec-2023 | Surgical dressing (Test-Sterility, Specification-ISO 11737-2) | Class D
ALS Testing Services India Private Limited No 65, Bommasandra Jigani Link Road KIADB Industrial Area, Bangalore, Bengaluru (Bangalore) Urban, Karnataka Pincode: 560105 | TL/MD/2023/000015 | 08-Dec-2023 | Surgical dressing (Test-Sterility, Specification-USP 71) | Class D
ALS Testing Services India Private Limited No 65, Bommasandra Jigani Link Road KIADB Industrial Area, Bangalore, Bengaluru (Bangalore) Urban, Karnataka Pincode: 560105 | TL/MD/2023/000015 | 08-Dec-2023 | Syringe (Test-BET, Specification-British Pharmacopoeia Appendix XIVC, Indian Pharmacopoeia Vol 1) | Class D
ALS Testing Services India Private Limited No 65, Bommasandra Jigani Link Road KIADB Industrial Area, Bangalore, Bengaluru (Bangalore) Urban, Karnataka Pincode: 560105 | TL/MD/2023/000015 | 08-Dec-2023 | Syringe (Test-BET, Specification-USP 4 161/20 EU per device) | Class D
ALS Testing Services India Private Limited No 65, Bommasandra Jigani Link Road KIADB Industrial Area, Bangalore, Bengaluru (Bangalore) Urban, Karnataka Pincode: 560105 | TL/MD/2023/000015 | 08-Dec-2023 | Syringe (Test-Bioburden, Specification-ISO 11737-1/NA) | Class D
ALS Testing Services India Private Limited No 65, Bommasandra Jigani Link Road KIADB Industrial Area, Bangalore, Bengaluru (Bangalore) Urban, Karnataka Pincode: 560105 | TL/MD/2023/000015 | 08-Dec-2023 | Syringe (Test-Sterility, Specification-British Pharmacopoeia Appendix XVIA) | Class D
ALS Testing Services India Private Limited No 65, Bommasandra Jigani Link Road KIADB Industrial Area, Bangalore, Bengaluru (Bangalore) Urban, Karnataka Pincode: 560105 | TL/MD/2023/000015 | 08-Dec-2023 | Syringe (Test-Sterility, Specification-ISO 11737-2) | Class D
ALS Testing Services India Private Limited No 65, Bommasandra Jigani Link Road KIADB Industrial Area, Bangalore, Bengaluru (Bangalore) Urban, Karnataka Pincode: 560105 | TL/MD/2023/000015 | 08-Dec-2023 | Syringe (Test-Sterility, Specification-USP 71) | Class D
APEX QUALITY CERTIFICATION SERVICES PVT. LTD. 161, KASTURBA NAGAR, NIRMAN NAGAR, Jaipur, Rajasthan Pincode: 302019 | TL/MD/2021/000006 | 16-Aug-2021 | Blood Pressure Monitoring Devices (Leak Test, NIBP Pressure Accuracy) (Reference Standard IEC60601-2-30. 2009) | Class B
APEX QUALITY CERTIFICATION SERVICES PVT. LTD. 161, KASTURBA NAGAR, NIRMAN NAGAR, Jaipur, Rajasthan Pincode: 302019 | TL/MD/2021/000006 | 16-Aug-2021 | Digital Thermometer (Temperature Testing) (Reference Standard - IS/ISO 80601-2-56. 2017 and IS 3055 Part 1 and Part 2 and IS 6274) | Class B
APEX QUALITY CERTIFICATION SERVICES PVT. LTD. 161, KASTURBA NAGAR, NIRMAN NAGAR, Jaipur, Rajasthan Pincode: 302019 | TL/MD/2021/000006 | 16-Aug-2021 | Aspirator ( Vacuum Testing, Electrical Safety) (Reference Standard ISO 10079-1 and IEC 60601-1) | Class C
APEX QUALITY CERTIFICATION SERVICES PVT. LTD. 161, KASTURBA NAGAR, NIRMAN NAGAR, Jaipur, Rajasthan Pincode: 302019 | TL/MD/2021/000006 | 16-Aug-2021 | Glucometer (Glucose Concentration Testing) (Reference Standard IS/ISO 15197.2013) | Class C
APEX QUALITY CERTIFICATION SERVICES PVT. LTD. 161, KASTURBA NAGAR, NIRMAN NAGAR, Jaipur, Rajasthan Pincode: 302019 | TL/MD/2021/000006 | 16-Aug-2021 | Infusion/Syringe Pump ( Flow Rate, Volume, Occlusion Pressure, Electrical Safety) (Reference Standard IEC 60601-2-24, IS13450(Part2 Sec24)and IEC 60601-1) | Class C
APEX QUALITY CERTIFICATION SERVICES PVT. LTD. 161, KASTURBA NAGAR, NIRMAN NAGAR, Jaipur, Rajasthan Pincode: 302019 | TL/MD/2021/000006 | 16-Aug-2021 | Nebulizer (Flow Rate, Aerosol Output, Aerosol Output Rate, Electrical Safety) (Reference Standard ISO27427.2013 and IEC 60601-1) | Class C
APEX QUALITY CERTIFICATION SERVICES PVT. LTD. 161, KASTURBA NAGAR, NIRMAN NAGAR, Jaipur, Rajasthan Pincode: 302019 | TL/MD/2021/000006 | 01-Aug-2024 | Blood Pressure Monitoring Devices (Leak Test, NIBP Pressure Accuracy) (Reference Standard IEC60601-2-30. 2009) | Class B
APEX QUALITY CERTIFICATION SERVICES PVT. LTD. 161, KASTURBA NAGAR, NIRMAN NAGAR, Jaipur, Rajasthan Pincode: 302019 | TL/MD/2021/000006 | 01-Aug-2024 | Digital Thermometer (Temperature Testing) (Reference Standard - IS/ISO 80601-2-56. 2017 and IS 3055 Part 1 and Part 2 and IS 6274) | Class B
APEX QUALITY CERTIFICATION SERVICES PVT. LTD. 161, KASTURBA NAGAR, NIRMAN NAGAR, Jaipur, Rajasthan Pincode: 302019 | TL/MD/2021/000006 | 01-Aug-2024 | Aspirator ( Vacuum Testing, Electrical Safety) (Reference Standard ISO 10079-1 and IEC 60601-1) | Class C
APEX QUALITY CERTIFICATION SERVICES PVT. LTD. 161, KASTURBA NAGAR, NIRMAN NAGAR, Jaipur, Rajasthan Pincode: 302019 | TL/MD/2021/000006 | 01-Aug-2024 | Glucometer (Glucose Concentration Testing) (Reference Standard IS/ISO 15197.2013) | Class C
APEX QUALITY CERTIFICATION SERVICES PVT. LTD. 161, KASTURBA NAGAR, NIRMAN NAGAR, Jaipur, Rajasthan Pincode: 302019 | TL/MD/2021/000006 | 01-Aug-2024 | Infusion/Syringe Pump ( Flow Rate, Volume, Occlusion Pressure, Electrical Safety) (Reference Standard IEC 60601-2-24, IS13450(Part2 Sec24)and IEC 60601-1) | Class C
APEX QUALITY CERTIFICATION SERVICES PVT. LTD. 161, KASTURBA NAGAR, NIRMAN NAGAR, Jaipur, Rajasthan Pincode: 302019 | TL/MD/2021/000006 | 01-Aug-2024 | Nebulizer (Flow Rate, Aerosol Output, Aerosol Output Rate, Electrical Safety) (Reference Standard ISO27427.2013 and IEC 60601-1) | Class C
Apollo Biosciences Govindappa Complex No. 15/P4, NH 207, Aalur Dudhanahalli Post, Chapparadakallu, Devanahalli , Bengaluru (Bangalore) Rural, Karnataka Pincode: 562110 | TL/MD/2024/000013 | 01-Aug-2024 | Blood Collection Tubes, Wound Dressing Materials, Scalp Vein Set (Primary Skin Irritation Test ISO 10993-23, Skin Sensitization in Guinea Pigs ISO 10993-10, Acute Systemic Toxicity ISO 10993-11) | Class A
Apollo Biosciences Govindappa Complex No. 15/P4, NH 207, Aalur Dudhanahalli Post, Chapparadakallu, Devanahalli , Bengaluru (Bangalore) Rural, Karnataka Pincode: 562110 | TL/MD/2024/000013 | 01-Aug-2024 | Surgical Dressing,Fixation Tapes, Gloves, Condoms (Primary Skin Irritation Test as per ISO 10993-23, Skin Sensitization in Guinea Pigs as per ISO 10993-10, Acute Systemic Toxicity as per ISO 10993-11) | Class A
Apollo Biosciences Govindappa Complex No. 15/P4, NH 207, Aalur Dudhanahalli Post, Chapparadakallu, Devanahalli , Bengaluru (Bangalore) Rural, Karnataka Pincode: 562110 | TL/MD/2024/000013 | 01-Aug-2024 | Infusion and Dialysis Set, Sutures, IV Cannula, Ophthalmic Solution (Primary Skin Irritation ISO 10993-23, Skin Sensitization ISO 10993-10, In vivo pyrogenicity / Acute Systemic Toxicity ISO 10993-11) | Class B
Apollo Biosciences Govindappa Complex No. 15/P4, NH 207, Aalur Dudhanahalli Post, Chapparadakallu, Devanahalli , Bengaluru (Bangalore) Rural, Karnataka Pincode: 562110 | TL/MD/2024/000013 | 01-Aug-2024 | Blood Bags, Probes of Monitors like ECG and Blood Pressure (In vivo pyrogenicity / Acute Systemic Toxicity ISO 10993-11, Primary Skin Irritation Test ISO 10993-23) | Class C
Apollo Biosciences Govindappa Complex No. 15/P4, NH 207, Aalur Dudhanahalli Post, Chapparadakallu, Devanahalli , Bengaluru (Bangalore) Rural, Karnataka Pincode: 562110 | TL/MD/2024/000013 | 01-Aug-2024 | Catheter, Contact Lenses, Pacemakers (Primary Skin Irritation Test as per ISO 10993-23, Skin Sensitization in Guinea Pigs ISO 10993-10, In vivo pyrogenicity / Acute Systemic Toxicity ISO 10993-11) | Class C
Apollo Biosciences Govindappa Complex No. 15/P4, NH 207, Aalur Dudhanahalli Post, Chapparadakallu, Devanahalli , Bengaluru (Bangalore) Rural, Karnataka Pincode: 562110 | TL/MD/2024/000013 | 01-Aug-2024 | Copper T, Condoms (Primary Skin Irritation Test as per ISO 10993-23, In vivo pyrogenicity / Acute Systemic Toxicity as per ISO 10993-11) | Class C
Apollo Biosciences Govindappa Complex No. 15/P4, NH 207, Aalur Dudhanahalli Post, Chapparadakallu, Devanahalli , Bengaluru (Bangalore) Rural, Karnataka Pincode: 562110 | TL/MD/2024/000013 | 01-Aug-2024 | Endotracheal Tubes, Dialysis Tubing (Primary Skin Irritation Test as per ISO 10993-23, Skin Sensitization as per ISO 10993-10, In vivo pyrogenicity / Acute Systemic Toxicity as per ISO 10993-11) | Class C
Apollo Biosciences Govindappa Complex No. 15/P4, NH 207, Aalur Dudhanahalli Post, Chapparadakallu, Devanahalli , Bengaluru (Bangalore) Rural, Karnataka Pincode: 562110 | TL/MD/2024/000013 | 01-Aug-2024 | Nasopharyngeal tubes(Primary Skin Irritation Test as per ISO 10993-23, Skin Sensitization in Guinea Pigs as per ISO 10993-10, In vivo pyrogenicity/Acute Systemic Toxicity as per ISO 10993-11) | Class C
Apollo Biosciences Govindappa Complex No. 15/P4, NH 207, Aalur Dudhanahalli Post, Chapparadakallu, Devanahalli , Bengaluru (Bangalore) Rural, Karnataka Pincode: 562110 | TL/MD/2024/000013 | 01-Aug-2024 | Suture, Cochlear Implant, Intra-Intestinal Devices (Primary Skin Irritation Test ISO 10993-23, Skin Sensitization ISO 10993-10, In vivo pyrogenicity / Acute Systemic Toxicity ISO 10993-11) | Class C
Apollo Biosciences Govindappa Complex No. 15/P4, NH 207, Aalur Dudhanahalli Post, Chapparadakallu, Devanahalli , Bengaluru (Bangalore) Rural, Karnataka Pincode: 562110 | TL/MD/2024/000013 | 01-Aug-2024 | Breast Implants, Subperiosteal Implants (Tests for effects after Implantation ISO 10993-6, Primary Skin Irritation ISO 10993-23, Skin Sensitization ISO 10993-10, In vivo pyrogenicity ISO 10993-11) | Class D
Apollo Biosciences Govindappa Complex No. 15/P4, NH 207, Aalur Dudhanahalli Post, Chapparadakallu, Devanahalli , Bengaluru (Bangalore) Rural, Karnataka Pincode: 562110 | TL/MD/2024/000013 | 01-Aug-2024 | Drug Eluting Stent, Metal Cardiac Stent (Tests for effects after Implantation ISO 10993-6,Primary Skin Irritation ISO 10993-23, Skin Sensitization ISO 10993-10, Acute Systemic Toxicity ISO 10993-11) | Class D
Apollo Biosciences Govindappa Complex No. 15/P4, NH 207, Aalur Dudhanahalli Post, Chapparadakallu, Devanahalli , Bengaluru (Bangalore) Rural, Karnataka Pincode: 562110 | TL/MD/2024/000013 | 01-Aug-2024 | Intra Ocular Lens, Larynxes, AV Fistulae (Tests for effects after Implantation ISO 10993-6, Primary Skin Irritation ISO 10993-23, Skin Sensitization ISO 10993-10,Acute Systemic Toxicity ISO 10993-11) | Class D
Apollo Biosciences Govindappa Complex No. 15/P4, NH 207, Aalur Dudhanahalli Post, Chapparadakallu, Devanahalli , Bengaluru (Bangalore) Rural, Karnataka Pincode: 562110 | TL/MD/2024/000013 | 01-Aug-2024 | Orthopedic Implant, Heart Valves (Tests for effects after Implantation ISO 10993-6, Primary Skin Irritation Test ISO 10993-23, Skin Sensitization ISO 10993-10, In vivo pyrogenicity ISO 10993-11) | Class D
Apollo Biosciences Govindappa Complex No. 15/P4, NH 207, Aalur Dudhanahalli Post, Chapparadakallu, Devanahalli , Bengaluru (Bangalore) Rural, Karnataka Pincode: 562110 | TL/MD/2024/000013 | 01-Aug-2024 | Vascular devices and IV sets(Primary Skin Irritation Test as per ISO 10993-23, Skin Sensitization in Guinea Pigs as per ISO 10993-10, In vivo pyrogenicity / Acute Systemic Toxicity ISO 10993-11) | Class D
ARBRO PHARMACEUTICALS PRIVATE LIMITED 4/9, KIRTI NAGAR INDUSTRIAL AREA, West Delhi, Delhi Pincode: 110015 | TL/MD/2024/000019 | 12-Sep-2024 | Catheters (Bacterial Endotoxin, Bio burden, Sterility) | Class A
ARBRO PHARMACEUTICALS PRIVATE LIMITED 4/9, KIRTI NAGAR INDUSTRIAL AREA, West Delhi, Delhi Pincode: 110015 | TL/MD/2024/000019 | 12-Sep-2024 | Scalpel (Bacterial Endotoxin, Bio burden, Sterility) | Class A
ARBRO PHARMACEUTICALS PRIVATE LIMITED 4/9, KIRTI NAGAR INDUSTRIAL AREA, West Delhi, Delhi Pincode: 110015 | TL/MD/2024/000019 | 12-Sep-2024 | Sutures (Bacterial Endotoxin, Bio burden, Sterility) | Class A
ARBRO PHARMACEUTICALS PRIVATE LIMITED 4/9, KIRTI NAGAR INDUSTRIAL AREA, West Delhi, Delhi Pincode: 110015 | TL/MD/2024/000019 | 12-Sep-2024 | Catheters (Bacterial Endotoxin, Bio burden, Sterility) | Class B
ARBRO PHARMACEUTICALS PRIVATE LIMITED 4/9, KIRTI NAGAR INDUSTRIAL AREA, West Delhi, Delhi Pincode: 110015 | TL/MD/2024/000019 | 12-Sep-2024 | Disposable hypodermic Needles (Bacterial Endotoxin, Bio burden, Sterility) | Class B
ARBRO PHARMACEUTICALS PRIVATE LIMITED 4/9, KIRTI NAGAR INDUSTRIAL AREA, West Delhi, Delhi Pincode: 110015 | TL/MD/2024/000019 | 12-Sep-2024 | Disposable hypodermic Syringe (Bacterial Endotoxin, Bio burden, Sterility) | Class B
ARBRO PHARMACEUTICALS PRIVATE LIMITED 4/9, KIRTI NAGAR INDUSTRIAL AREA, West Delhi, Delhi Pincode: 110015 | TL/MD/2024/000019 | 12-Sep-2024 | IV Cannulae (Bacterial Endotoxin, Bio burden, Sterility) | Class B
ARBRO PHARMACEUTICALS PRIVATE LIMITED 4/9, KIRTI NAGAR INDUSTRIAL AREA, West Delhi, Delhi Pincode: 110015 | TL/MD/2024/000019 | 12-Sep-2024 | Scalpel (Bacterial Endotoxin, Bio burden, Sterility) | Class B
ARBRO PHARMACEUTICALS PRIVATE LIMITED 4/9, KIRTI NAGAR INDUSTRIAL AREA, West Delhi, Delhi Pincode: 110015 | TL/MD/2024/000019 | 12-Sep-2024 | Sutures (Bacterial Endotoxin, Bio burden, Sterility) | Class B
ARBRO PHARMACEUTICALS PRIVATE LIMITED 4/9, KIRTI NAGAR INDUSTRIAL AREA, West Delhi, Delhi Pincode: 110015 | TL/MD/2024/000019 | 12-Sep-2024 | Catheters (Bacterial Endotoxin, Bio burden, Sterility) | Class C
ARBRO PHARMACEUTICALS PRIVATE LIMITED 4/9, KIRTI NAGAR INDUSTRIAL AREA, West Delhi, Delhi Pincode: 110015 | TL/MD/2024/000019 | 12-Sep-2024 | Contraceptives (Bacterial Endotoxin, Bio burden, Sterility) | Class C
ARBRO PHARMACEUTICALS PRIVATE LIMITED 4/9, KIRTI NAGAR INDUSTRIAL AREA, West Delhi, Delhi Pincode: 110015 | TL/MD/2024/000019 | 12-Sep-2024 | Disposable hypodermic Syringe (Bacterial Endotoxin, Bio burden, Sterility) | Class C
ARBRO PHARMACEUTICALS PRIVATE LIMITED 4/9, KIRTI NAGAR INDUSTRIAL AREA, West Delhi, Delhi Pincode: 110015 | TL/MD/2024/000019 | 12-Sep-2024 | Intra Ocular Lenses (Bacterial Endotoxin, Bio burden, Sterility) | Class C
ARBRO PHARMACEUTICALS PRIVATE LIMITED 4/9, KIRTI NAGAR INDUSTRIAL AREA, West Delhi, Delhi Pincode: 110015 | TL/MD/2024/000019 | 12-Sep-2024 | IV Cannulae (Bacterial Endotoxin, Bio burden, Sterility) | Class C
ARBRO PHARMACEUTICALS PRIVATE LIMITED 4/9, KIRTI NAGAR INDUSTRIAL AREA, West Delhi, Delhi Pincode: 110015 | TL/MD/2024/000019 | 12-Sep-2024 | Sutures (Bacterial Endotoxin, Bio burden, Sterility) | Class C
ARBRO PHARMACEUTICALS PRIVATE LIMITED 4/9, KIRTI NAGAR INDUSTRIAL AREA, West Delhi, Delhi Pincode: 110015 | TL/MD/2024/000019 | 12-Sep-2024 | Catheters (Bacterial Endotoxin, Bio burden, Sterility) | Class D
ARBRO PHARMACEUTICALS PRIVATE LIMITED 4/9, KIRTI NAGAR INDUSTRIAL AREA, West Delhi, Delhi Pincode: 110015 | TL/MD/2024/000019 | 12-Sep-2024 | Contraceptives (Bacterial Endotoxin, Bio burden, Sterility) | Class D
ARBRO PHARMACEUTICALS PRIVATE LIMITED 4/9, KIRTI NAGAR INDUSTRIAL AREA, West Delhi, Delhi Pincode: 110015 | TL/MD/2024/000019 | 12-Sep-2024 | Sutures (Bacterial Endotoxin, Bio burden, Sterility) | Class D
ARRAA Energy Private Limited NO.16/1A-1, Pudhuper Pallam Village Nandhambakkam, Post, Kundrathur, Chennai., Kanchipuram, Tamil Nadu Pincode: 600069 | TL/MD/2024/000022 | 08-Nov-2024 | Medical Electrical Equipment-EMC Test Facility-Electrical Fast Transient/Burst Immunity Test (EFT)-IEC 60601-1-2 | Class A
ARRAA Energy Private Limited NO.16/1A-1, Pudhuper Pallam Village Nandhambakkam, Post, Kundrathur, Chennai., Kanchipuram, Tamil Nadu Pincode: 600069 | TL/MD/2024/000022 | 08-Nov-2024 | Medical Electrical Equipment-EMC Test Facility-Electrostatic Discharge Immunity test ESD-IEC 60601-1-2 | Class A
ARRAA Energy Private Limited NO.16/1A-1, Pudhuper Pallam Village Nandhambakkam, Post, Kundrathur, Chennai., Kanchipuram, Tamil Nadu Pincode: 600069 | TL/MD/2024/000022 | 08-Nov-2024 | Medical Electrical Equipment-EMC Test Facility-Immunity to Conducted Disturbances, Induced by Radio-Frequency Fields -IEC 60601-1-2 | Class A
ARRAA Energy Private Limited NO.16/1A-1, Pudhuper Pallam Village Nandhambakkam, Post, Kundrathur, Chennai., Kanchipuram, Tamil Nadu Pincode: 600069 | TL/MD/2024/000022 | 08-Nov-2024 | Medical Electrical Equipment-EMC Test Facility-Limitation of Voltage Change, Voltage Fluctuations, and flicker test-IEC 60601-1-2 | Class A
ARRAA Energy Private Limited NO.16/1A-1, Pudhuper Pallam Village Nandhambakkam, Post, Kundrathur, Chennai., Kanchipuram, Tamil Nadu Pincode: 600069 | TL/MD/2024/000022 | 08-Nov-2024 | Medical Electrical Equipment-EMC Test Facility-Limit for Harmonics Current Emission Test-IEC 60601-1-2 | Class A
ARRAA Energy Private Limited NO.16/1A-1, Pudhuper Pallam Village Nandhambakkam, Post, Kundrathur, Chennai., Kanchipuram, Tamil Nadu Pincode: 600069 | TL/MD/2024/000022 | 08-Nov-2024 | Medical Electrical Equipment-EMC Test Facility-Power Frequency Magnetic Field Immunity Test-IEC 60601-1-2 | Class A
ARRAA Energy Private Limited NO.16/1A-1, Pudhuper Pallam Village Nandhambakkam, Post, Kundrathur, Chennai., Kanchipuram, Tamil Nadu Pincode: 600069 | TL/MD/2024/000022 | 08-Nov-2024 | Medical Electrical Equipment-EMC Test Facility-Surge/ Telecom Surge Immunity test-IEC 60601-1-2 | Class A
ARRAA Energy Private Limited NO.16/1A-1, Pudhuper Pallam Village Nandhambakkam, Post, Kundrathur, Chennai., Kanchipuram, Tamil Nadu Pincode: 600069 | TL/MD/2024/000022 | 08-Nov-2024 | Medical Electrical Equipment-EMC Test Facility-Voltage Dips, Short Interruption and Voltage Variations Immunity test-IEC 60601-1-2 | Class A
ARRAA Energy Private Limited NO.16/1A-1, Pudhuper Pallam Village Nandhambakkam, Post, Kundrathur, Chennai., Kanchipuram, Tamil Nadu Pincode: 600069 | TL/MD/2024/000022 | 08-Nov-2024 | Medical Electrical Equipment-EMC Test Facility-Electrical Fast Transient/Burst Immunity Test (EFT)-IEC 60601-1-2 | Class B
ARRAA Energy Private Limited NO.16/1A-1, Pudhuper Pallam Village Nandhambakkam, Post, Kundrathur, Chennai., Kanchipuram, Tamil Nadu Pincode: 600069 | TL/MD/2024/000022 | 08-Nov-2024 | Medical Electrical Equipment-EMC Test Facility-Electrostatic Discharge Immunity test ESD-IEC 60601-1-2 | Class B
ARRAA Energy Private Limited NO.16/1A-1, Pudhuper Pallam Village Nandhambakkam, Post, Kundrathur, Chennai., Kanchipuram, Tamil Nadu Pincode: 600069 | TL/MD/2024/000022 | 08-Nov-2024 | Medical Electrical Equipment-EMC Test Facility-Immunity to Conducted Disturbances, Induced by Radio-Frequency Fields -IEC 60601-1-2 | Class B
ARRAA Energy Private Limited NO.16/1A-1, Pudhuper Pallam Village Nandhambakkam, Post, Kundrathur, Chennai., Kanchipuram, Tamil Nadu Pincode: 600069 | TL/MD/2024/000022 | 08-Nov-2024 | Medical Electrical Equipment-EMC Test Facility-Limitation of Voltage Change, Voltage Fluctuations, and flicker test-IEC 60601-1-2 | Class B
ARRAA Energy Private Limited NO.16/1A-1, Pudhuper Pallam Village Nandhambakkam, Post, Kundrathur, Chennai., Kanchipuram, Tamil Nadu Pincode: 600069 | TL/MD/2024/000022 | 08-Nov-2024 | Medical Electrical Equipment-EMC Test Facility-Limit for Harmonics Current Emission Test-IEC 60601-1-2 | Class B
ARRAA Energy Private Limited NO.16/1A-1, Pudhuper Pallam Village Nandhambakkam, Post, Kundrathur, Chennai., Kanchipuram, Tamil Nadu Pincode: 600069 | TL/MD/2024/000022 | 08-Nov-2024 | Medical Electrical Equipment-EMC Test Facility-Power Frequency Magnetic Field Immunity Test-IEC 60601-1-2 | Class B
ARRAA Energy Private Limited NO.16/1A-1, Pudhuper Pallam Village Nandhambakkam, Post, Kundrathur, Chennai., Kanchipuram, Tamil Nadu Pincode: 600069 | TL/MD/2024/000022 | 08-Nov-2024 | Medical Electrical Equipment-EMC Test Facility-Surge/ Telecom Surge Immunity test-IEC 60601-1-2 | Class B
ARRAA Energy Private Limited NO.16/1A-1, Pudhuper Pallam Village Nandhambakkam, Post, Kundrathur, Chennai., Kanchipuram, Tamil Nadu Pincode: 600069 | TL/MD/2024/000022 | 08-Nov-2024 | Medical Electrical Equipment-EMC Test Facility-Voltage Dips, Short Interruption and Voltage Variations Immunity test-IEC 60601-1-2 | Class B
ARRAA Energy Private Limited NO.16/1A-1, Pudhuper Pallam Village Nandhambakkam, Post, Kundrathur, Chennai., Kanchipuram, Tamil Nadu Pincode: 600069 | TL/MD/2024/000022 | 08-Nov-2024 | Medical Electrical Equipment-EMC Test Facility-Electrical Fast Transient/Burst Immunity Test (EFT)-IEC 60601-1-2 | Class C
ARRAA Energy Private Limited NO.16/1A-1, Pudhuper Pallam Village Nandhambakkam, Post, Kundrathur, Chennai., Kanchipuram, Tamil Nadu Pincode: 600069 | TL/MD/2024/000022 | 08-Nov-2024 | Medical Electrical Equipment-EMC Test Facility-Electrostatic Discharge Immunity test ESD-IEC 60601-1-2 | Class C
ARRAA Energy Private Limited NO.16/1A-1, Pudhuper Pallam Village Nandhambakkam, Post, Kundrathur, Chennai., Kanchipuram, Tamil Nadu Pincode: 600069 | TL/MD/2024/000022 | 08-Nov-2024 | Medical Electrical Equipment-EMC Test Facility-Immunity to Conducted Disturbances, Induced by Radio-Frequency Fields -IEC 60601-1-2 | Class C
ARRAA Energy Private Limited NO.16/1A-1, Pudhuper Pallam Village Nandhambakkam, Post, Kundrathur, Chennai., Kanchipuram, Tamil Nadu Pincode: 600069 | TL/MD/2024/000022 | 08-Nov-2024 | Medical Electrical Equipment-EMC Test Facility-Limitation of Voltage Change, Voltage Fluctuations, and flicker test-IEC 60601-1-2 | Class C
ARRAA Energy Private Limited NO.16/1A-1, Pudhuper Pallam Village Nandhambakkam, Post, Kundrathur, Chennai., Kanchipuram, Tamil Nadu Pincode: 600069 | TL/MD/2024/000022 | 08-Nov-2024 | Medical Electrical Equipment-EMC Test Facility-Limit for Harmonics Current Emission Test-IEC 60601-1-2 | Class C
ARRAA Energy Private Limited NO.16/1A-1, Pudhuper Pallam Village Nandhambakkam, Post, Kundrathur, Chennai., Kanchipuram, Tamil Nadu Pincode: 600069 | TL/MD/2024/000022 | 08-Nov-2024 | Medical Electrical Equipment-EMC Test Facility-Power Frequency Magnetic Field Immunity Test-IEC 60601-1-2 | Class C
ARRAA Energy Private Limited NO.16/1A-1, Pudhuper Pallam Village Nandhambakkam, Post, Kundrathur, Chennai., Kanchipuram, Tamil Nadu Pincode: 600069 | TL/MD/2024/000022 | 08-Nov-2024 | Medical Electrical Equipment-EMC Test Facility-Surge/ Telecom Surge Immunity test-IEC 60601-1-2 | Class C
ARRAA Energy Private Limited NO.16/1A-1, Pudhuper Pallam Village Nandhambakkam, Post, Kundrathur, Chennai., Kanchipuram, Tamil Nadu Pincode: 600069 | TL/MD/2024/000022 | 08-Nov-2024 | Medical Electrical Equipment-EMC Test Facility-Voltage Dips, Short Interruption and Voltage Variations Immunity test-IEC 60601-1-2 | Class C
ARRAA Energy Private Limited NO.16/1A-1, Pudhuper Pallam Village Nandhambakkam, Post, Kundrathur, Chennai., Kanchipuram, Tamil Nadu Pincode: 600069 | TL/MD/2024/000022 | 08-Nov-2024 | Medical Electrical Equipment-EMC Test Facility-Electrical Fast Transient/Burst Immunity Test (EFT)-IEC 60601-1-2 | Class D
ARRAA Energy Private Limited NO.16/1A-1, Pudhuper Pallam Village Nandhambakkam, Post, Kundrathur, Chennai., Kanchipuram, Tamil Nadu Pincode: 600069 | TL/MD/2024/000022 | 08-Nov-2024 | Medical Electrical Equipment-EMC Test Facility-Electrostatic Discharge Immunity test ESD-IEC 60601-1-2 | Class D
ARRAA Energy Private Limited NO.16/1A-1, Pudhuper Pallam Village Nandhambakkam, Post, Kundrathur, Chennai., Kanchipuram, Tamil Nadu Pincode: 600069 | TL/MD/2024/000022 | 08-Nov-2024 | Medical Electrical Equipment-EMC Test Facility-Immunity to Conducted Disturbances, Induced by Radio-Frequency Fields -IEC 60601-1-2 | Class D
ARRAA Energy Private Limited NO.16/1A-1, Pudhuper Pallam Village Nandhambakkam, Post, Kundrathur, Chennai., Kanchipuram, Tamil Nadu Pincode: 600069 | TL/MD/2024/000022 | 08-Nov-2024 | Medical Electrical Equipment-EMC Test Facility-Limitation of Voltage Change, Voltage Fluctuations, and flicker test-IEC 60601-1-2 | Class D
ARRAA Energy Private Limited NO.16/1A-1, Pudhuper Pallam Village Nandhambakkam, Post, Kundrathur, Chennai., Kanchipuram, Tamil Nadu Pincode: 600069 | TL/MD/2024/000022 | 08-Nov-2024 | Medical Electrical Equipment-EMC Test Facility-Limit for Harmonics Current Emission Test-IEC 60601-1-2 | Class D
ARRAA Energy Private Limited NO.16/1A-1, Pudhuper Pallam Village Nandhambakkam, Post, Kundrathur, Chennai., Kanchipuram, Tamil Nadu Pincode: 600069 | TL/MD/2024/000022 | 08-Nov-2024 | Medical Electrical Equipment-EMC Test Facility-Power Frequency Magnetic Field Immunity Test-IEC 60601-1-2 | Class D
ARRAA Energy Private Limited NO.16/1A-1, Pudhuper Pallam Village Nandhambakkam, Post, Kundrathur, Chennai., Kanchipuram, Tamil Nadu Pincode: 600069 | TL/MD/2024/000022 | 08-Nov-2024 | Medical Electrical Equipment-EMC Test Facility-Surge/ Telecom Surge Immunity test-IEC 60601-1-2 | Class D
ARRAA Energy Private Limited NO.16/1A-1, Pudhuper Pallam Village Nandhambakkam, Post, Kundrathur, Chennai., Kanchipuram, Tamil Nadu Pincode: 600069 | TL/MD/2024/000022 | 08-Nov-2024 | Medical Electrical Equipment-EMC Test Facility-Voltage Dips, Short Interruption and Voltage Variations Immunity test-IEC 60601-1-2 | Class D
Astute Labs Pvt. Ltd Sr. No. 2nd floor 82/1, Bajirao Dhawade Patil Industrial Estate, NDA Road, Shivane, Pune, Maharashtra Pincode: 411023 | TL/MD/2022/000004 | 21-Apr-2022 | Ultrasonic medicaldiagnostic and monitoring equipment | Class B
Astute Labs Pvt. Ltd Sr. No. 2nd floor 82/1, Bajirao Dhawade Patil Industrial Estate, NDA Road, Shivane, Pune, Maharashtra Pincode: 411023 | TL/MD/2022/000004 | 21-Apr-2022 | Cardiac defibrillators | Class C
Astute Labs Pvt. Ltd Sr. No. 2nd floor 82/1, Bajirao Dhawade Patil Industrial Estate, NDA Road, Shivane, Pune, Maharashtra Pincode: 411023 | TL/MD/2022/000004 | 21-Apr-2022 | Invasive bloodpressure monitoring equipment | Class C
Astute Labs Pvt. Ltd Sr. No. 2nd floor 82/1, Bajirao Dhawade Patil Industrial Estate, NDA Road, Shivane, Pune, Maharashtra Pincode: 411023 | TL/MD/2022/000004 | 21-Apr-2022 | Mammographic X-rayequipment and Mammographicstereotactic devices | Class C
Astute Labs Pvt. Ltd Sr. No. 2nd floor 82/1, Bajirao Dhawade Patil Industrial Estate, NDA Road, Shivane, Pune, Maharashtra Pincode: 411023 | TL/MD/2022/000004 | 21-Apr-2022 | Peritoneal dialysisequipment | Class C
Astute Labs Pvt. Ltd Sr. No. 2nd floor 82/1, Bajirao Dhawade Patil Industrial Estate, NDA Road, Shivane, Pune, Maharashtra Pincode: 411023 | TL/MD/2022/000004 | 21-Apr-2022 | X-ray equipment forinterventional procedures | Class C
Astute Labs Pvt. Ltd Sr. No. 2nd floor 82/1, Bajirao Dhawade Patil Industrial Estate, NDA Road, Shivane, Pune, Maharashtra Pincode: 411023 | TL/MD/2022/000004 | 21-Apr-2022 | X-ray equipment forradiography and radioscopy | Class C
Astute Labs Pvt. Ltd Sr. No. 2nd floor 82/1, Bajirao Dhawade Patil Industrial Estate, NDA Road, Shivane, Pune, Maharashtra Pincode: 411023 | TL/MD/2025/000006 | 28-Mar-2025 | Coagulation Analyzer (IEC 60601-1 Series / IS 13450 Part 1) | Class A
Astute Labs Pvt. Ltd Sr. No. 2nd floor 82/1, Bajirao Dhawade Patil Industrial Estate, NDA Road, Shivane, Pune, Maharashtra Pincode: 411023 | TL/MD/2025/000006 | 28-Mar-2025 | Cold light source (IEC 60601-1 Series / IS 13450 Part 1) | Class A
Astute Labs Pvt. Ltd Sr. No. 2nd floor 82/1, Bajirao Dhawade Patil Industrial Estate, NDA Road, Shivane, Pune, Maharashtra Pincode: 411023 | TL/MD/2025/000006 | 28-Mar-2025 | Electro Myography (IEC 60601-1 Series / IS 13450 Part 1) | Class A
Astute Labs Pvt. Ltd Sr. No. 2nd floor 82/1, Bajirao Dhawade Patil Industrial Estate, NDA Road, Shivane, Pune, Maharashtra Pincode: 411023 | TL/MD/2025/000006 | 28-Mar-2025 | IEC 60601-1-2 and IS 13450 Part 1 SEC 2 General requirements for basic safety and essential performance Collateral Standard Electromagnetic disturbances Requirements and tests | Class A
Astute Labs Pvt. Ltd Sr. No. 2nd floor 82/1, Bajirao Dhawade Patil Industrial Estate, NDA Road, Shivane, Pune, Maharashtra Pincode: 411023 | TL/MD/2025/000006 | 28-Mar-2025 | IEC 60601-1 Series / IS 13450 Part 1 Medical electrical equipment Part 1 General requirements for basic safety and essential performance | Class A
Astute Labs Pvt. Ltd Sr. No. 2nd floor 82/1, Bajirao Dhawade Patil Industrial Estate, NDA Road, Shivane, Pune, Maharashtra Pincode: 411023 | TL/MD/2025/000006 | 28-Mar-2025 | Keratometer (IEC 60601-1 Series / IS 13450 Part 1) | Class A
Astute Labs Pvt. Ltd Sr. No. 2nd floor 82/1, Bajirao Dhawade Patil Industrial Estate, NDA Road, Shivane, Pune, Maharashtra Pincode: 411023 | TL/MD/2025/000006 | 28-Mar-2025 | Oxygen Concentration Monitor (IEC 60601-1 Series / IS 13450 Part 1) | Class A
Astute Labs Pvt. Ltd Sr. No. 2nd floor 82/1, Bajirao Dhawade Patil Industrial Estate, NDA Road, Shivane, Pune, Maharashtra Pincode: 411023 | TL/MD/2025/000006 | 28-Mar-2025 | Phototherapy Unit (IEC 60601-1 Series / IS 13450 Part 1 and IEC 60601-2-50/IS 13450-2-50) | Class A
Astute Labs Pvt. Ltd Sr. No. 2nd floor 82/1, Bajirao Dhawade Patil Industrial Estate, NDA Road, Shivane, Pune, Maharashtra Pincode: 411023 | TL/MD/2025/000006 | 28-Mar-2025 | Retinal Camera (IEC 60601-1 Series / IS 13450 Part 1) | Class A
Astute Labs Pvt. Ltd Sr. No. 2nd floor 82/1, Bajirao Dhawade Patil Industrial Estate, NDA Road, Shivane, Pune, Maharashtra Pincode: 411023 | TL/MD/2025/000006 | 28-Mar-2025 | Slit Lamp with Ophthalmoscope (IEC 60601-1 Series / IS 13450 Part 1) | Class A
Astute Labs Pvt. Ltd Sr. No. 2nd floor 82/1, Bajirao Dhawade Patil Industrial Estate, NDA Road, Shivane, Pune, Maharashtra Pincode: 411023 | TL/MD/2025/000006 | 28-Mar-2025 | Tread Mill (IEC 60601-1 Series / IS 13450 Part 1) | Class A
Astute Labs Pvt. Ltd Sr. No. 2nd floor 82/1, Bajirao Dhawade Patil Industrial Estate, NDA Road, Shivane, Pune, Maharashtra Pincode: 411023 | TL/MD/2025/000006 | 28-Mar-2025 | ACT Machine (IEC 60601-1 Series / IS 13450 Part 1) | Class B
Astute Labs Pvt. Ltd Sr. No. 2nd floor 82/1, Bajirao Dhawade Patil Industrial Estate, NDA Road, Shivane, Pune, Maharashtra Pincode: 411023 | TL/MD/2025/000006 | 28-Mar-2025 | Audiometer (IEC 60601-1 Series / IS 13450 Part 1) | Class B
Astute Labs Pvt. Ltd Sr. No. 2nd floor 82/1, Bajirao Dhawade Patil Industrial Estate, NDA Road, Shivane, Pune, Maharashtra Pincode: 411023 | TL/MD/2025/000006 | 28-Mar-2025 | Blood Fluid Warmer (IEC 60601-1 Series / IS 13450 Part 1) | Class B
Astute Labs Pvt. Ltd Sr. No. 2nd floor 82/1, Bajirao Dhawade Patil Industrial Estate, NDA Road, Shivane, Pune, Maharashtra Pincode: 411023 | TL/MD/2025/000006 | 28-Mar-2025 | BP Apparatus (IEC 60601-1 Series / IS 13450 Part 1 and IEC 60601-2-34/ IS13450-2-34) | Class B
Astute Labs Pvt. Ltd Sr. No. 2nd floor 82/1, Bajirao Dhawade Patil Industrial Estate, NDA Road, Shivane, Pune, Maharashtra Pincode: 411023 | TL/MD/2025/000006 | 28-Mar-2025 | Diagnostic Muscular Simulator (IEC 60601-1 Series / IS 13450 Part 1) | Class B
Astute Labs Pvt. Ltd Sr. No. 2nd floor 82/1, Bajirao Dhawade Patil Industrial Estate, NDA Road, Shivane, Pune, Maharashtra Pincode: 411023 | TL/MD/2025/000006 | 28-Mar-2025 | Echo Cardiograph (IEC 60601-1 Series / IS 13450 Part 1) | Class B
Astute Labs Pvt. Ltd Sr. No. 2nd floor 82/1, Bajirao Dhawade Patil Industrial Estate, NDA Road, Shivane, Pune, Maharashtra Pincode: 411023 | TL/MD/2025/000006 | 28-Mar-2025 | EEG Machine (IEC 60601-1 Series / IS 13450 Part 1) | Class B
Astute Labs Pvt. Ltd Sr. No. 2nd floor 82/1, Bajirao Dhawade Patil Industrial Estate, NDA Road, Shivane, Pune, Maharashtra Pincode: 411023 | TL/MD/2025/000006 | 28-Mar-2025 | IEC 60601-1-2 and IS 13450 Part 1 SEC 2 General requirements for basic safety and essential performance Collateral Standard Electromagnetic disturbances Requirements and tests | Class B
Astute Labs Pvt. Ltd Sr. No. 2nd floor 82/1, Bajirao Dhawade Patil Industrial Estate, NDA Road, Shivane, Pune, Maharashtra Pincode: 411023 | TL/MD/2025/000006 | 28-Mar-2025 | IEC 60601-1 Series / IS 13450 Part 1 Medical electrical equipment Part 1 General requirements for basic safety and essential performance | Class B
Astute Labs Pvt. Ltd Sr. No. 2nd floor 82/1, Bajirao Dhawade Patil Industrial Estate, NDA Road, Shivane, Pune, Maharashtra Pincode: 411023 | TL/MD/2025/000006 | 28-Mar-2025 | Infusion Pumps (IEC 60601-1 Series / IS 13450 Part 1 and IEC 60601-2-24/IS 13450-2-24) | Class B
Astute Labs Pvt. Ltd Sr. No. 2nd floor 82/1, Bajirao Dhawade Patil Industrial Estate, NDA Road, Shivane, Pune, Maharashtra Pincode: 411023 | TL/MD/2025/000006 | 28-Mar-2025 | Muscles Stimulator (For Diagnostic and Therapy) (IEC 60601-1 Series / IS 13450 Part 1) | Class B
Astute Labs Pvt. Ltd Sr. No. 2nd floor 82/1, Bajirao Dhawade Patil Industrial Estate, NDA Road, Shivane, Pune, Maharashtra Pincode: 411023 | TL/MD/2025/000006 | 28-Mar-2025 | Non-invasive Blood Pressure (IEC 60601-1 Series / IS 13450 Part 1 and IS/IEC 80601-2-30) | Class B
Astute Labs Pvt. Ltd Sr. No. 2nd floor 82/1, Bajirao Dhawade Patil Industrial Estate, NDA Road, Shivane, Pune, Maharashtra Pincode: 411023 | TL/MD/2025/000006 | 28-Mar-2025 | Perfusion Pump (IEC 60601-1 Series / IS 13450 Part 1 and IEC 60601-2-24/IS 13450-2-24) | Class B
Astute Labs Pvt. Ltd Sr. No. 2nd floor 82/1, Bajirao Dhawade Patil Industrial Estate, NDA Road, Shivane, Pune, Maharashtra Pincode: 411023 | TL/MD/2025/000006 | 28-Mar-2025 | Respirators (IEC 60601-1 Series / IS 13450 Part 1) | Class B
Astute Labs Pvt. Ltd Sr. No. 2nd floor 82/1, Bajirao Dhawade Patil Industrial Estate, NDA Road, Shivane, Pune, Maharashtra Pincode: 411023 | TL/MD/2025/000006 | 28-Mar-2025 | Spirometry Devices (IEC 60601-1 Series / IS 13450 Part 1) | Class B
Astute Labs Pvt. Ltd Sr. No. 2nd floor 82/1, Bajirao Dhawade Patil Industrial Estate, NDA Road, Shivane, Pune, Maharashtra Pincode: 411023 | TL/MD/2025/000006 | 28-Mar-2025 | Anaesthesia Workstation (IEC 60601-1 Series / IS 13450 Part 1 and IEC 60601-2-13/IS 13450-2-13) | Class C
Astute Labs Pvt. Ltd Sr. No. 2nd floor 82/1, Bajirao Dhawade Patil Industrial Estate, NDA Road, Shivane, Pune, Maharashtra Pincode: 411023 | TL/MD/2025/000006 | 28-Mar-2025 | Capnography (IEC 60601-1 Series / IS 13450 Part 1) | Class C
Astute Labs Pvt. Ltd Sr. No. 2nd floor 82/1, Bajirao Dhawade Patil Industrial Estate, NDA Road, Shivane, Pune, Maharashtra Pincode: 411023 | TL/MD/2025/000006 | 28-Mar-2025 | CO2 Monitor (IEC 60601-1 Series / IS 13450 Part 1) | Class C
Astute Labs Pvt. Ltd Sr. No. 2nd floor 82/1, Bajirao Dhawade Patil Industrial Estate, NDA Road, Shivane, Pune, Maharashtra Pincode: 411023 | TL/MD/2025/000006 | 28-Mar-2025 | Defibrillator (IEC 60601-1 Series / IS 13450 Part 1 and IEC 60601-2-4/ IS13450-2-4) | Class C
Astute Labs Pvt. Ltd Sr. No. 2nd floor 82/1, Bajirao Dhawade Patil Industrial Estate, NDA Road, Shivane, Pune, Maharashtra Pincode: 411023 | TL/MD/2025/000006 | 28-Mar-2025 | ECG Monitor (IEC 60601-1 Series / IS 13450 Part 1 and (IEC 60601-2-27/IS 13450-2-27)) | Class C
Astute Labs Pvt. Ltd Sr. No. 2nd floor 82/1, Bajirao Dhawade Patil Industrial Estate, NDA Road, Shivane, Pune, Maharashtra Pincode: 411023 | TL/MD/2025/000006 | 28-Mar-2025 | Electro Cardio Graph Recorder (IEC 60601-1 Series / IS 13450 Part 1 and IEC 60601-2-25/IS 13450-2-25)) | Class C
Astute Labs Pvt. Ltd Sr. No. 2nd floor 82/1, Bajirao Dhawade Patil Industrial Estate, NDA Road, Shivane, Pune, Maharashtra Pincode: 411023 | TL/MD/2025/000006 | 28-Mar-2025 | Endoscopy (IEC 60601-1 Series / IS 13450 Part 1/ (IEC 60601-2-18/IS 13450-2-18)) | Class C
Astute Labs Pvt. Ltd Sr. No. 2nd floor 82/1, Bajirao Dhawade Patil Industrial Estate, NDA Road, Shivane, Pune, Maharashtra Pincode: 411023 | TL/MD/2025/000006 | 28-Mar-2025 | Fetal Monitor (IEC 60601-1 Series / IS 13450 Part 1) | Class C
Astute Labs Pvt. Ltd Sr. No. 2nd floor 82/1, Bajirao Dhawade Patil Industrial Estate, NDA Road, Shivane, Pune, Maharashtra Pincode: 411023 | TL/MD/2025/000006 | 28-Mar-2025 | HF Surgical Diathermy (IEC 60601-1 Series / IS 13450 Part 1 and IEC 60601-2-2/ IS13450-2-2) | Class C
Astute Labs Pvt. Ltd Sr. No. 2nd floor 82/1, Bajirao Dhawade Patil Industrial Estate, NDA Road, Shivane, Pune, Maharashtra Pincode: 411023 | TL/MD/2025/000006 | 28-Mar-2025 | Hypothermia Appliances (IEC 60601-1 Series / IS 13450 Part 1) | Class C
Astute Labs Pvt. Ltd Sr. No. 2nd floor 82/1, Bajirao Dhawade Patil Industrial Estate, NDA Road, Shivane, Pune, Maharashtra Pincode: 411023 | TL/MD/2025/000006 | 28-Mar-2025 | IEC 60601-1-2 and IS 13450 Part 1 SEC 2 General requirements for basic safety and essential performance Collateral Standard Electromagnetic disturbances Requirements and tests | Class C
Astute Labs Pvt. Ltd Sr. No. 2nd floor 82/1, Bajirao Dhawade Patil Industrial Estate, NDA Road, Shivane, Pune, Maharashtra Pincode: 411023 | TL/MD/2025/000006 | 28-Mar-2025 | IEC 60601-1 Series / IS 13450 Part 1 Medical electrical equipment Part 1 General requirements for basic safety and essential performance | Class C
Astute Labs Pvt. Ltd Sr. No. 2nd floor 82/1, Bajirao Dhawade Patil Industrial Estate, NDA Road, Shivane, Pune, Maharashtra Pincode: 411023 | TL/MD/2025/000006 | 28-Mar-2025 | Incubator (Stationary and Portable) (IEC 60601-1 Series / IS 13450 Part 1 and IEC 60601-2-19/IS 13450-2-19) | Class C
Astute Labs Pvt. Ltd Sr. No. 2nd floor 82/1, Bajirao Dhawade Patil Industrial Estate, NDA Road, Shivane, Pune, Maharashtra Pincode: 411023 | TL/MD/2025/000006 | 28-Mar-2025 | Multiparameter Monitor (IEC 60601-1 Series / IS 13450 Part 1 and IS/IEC 80601-2-49) | Class C
Astute Labs Pvt. Ltd Sr. No. 2nd floor 82/1, Bajirao Dhawade Patil Industrial Estate, NDA Road, Shivane, Pune, Maharashtra Pincode: 411023 | TL/MD/2025/000006 | 28-Mar-2025 | Nebulizer (IEC 60601-1 Series / IS 13450 Part 1) | Class C
Astute Labs Pvt. Ltd Sr. No. 2nd floor 82/1, Bajirao Dhawade Patil Industrial Estate, NDA Road, Shivane, Pune, Maharashtra Pincode: 411023 | TL/MD/2025/000006 | 28-Mar-2025 | Patient Monitor (IEC 60601-1 Series / IS 13450 Part 1 and IS/IEC 80601-2-49) | Class C
Astute Labs Pvt. Ltd Sr. No. 2nd floor 82/1, Bajirao Dhawade Patil Industrial Estate, NDA Road, Shivane, Pune, Maharashtra Pincode: 411023 | TL/MD/2025/000006 | 28-Mar-2025 | Pertdish Warmer (IEC 60601-1 Series / IS 13450 Part 1) | Class C
Astute Labs Pvt. Ltd Sr. No. 2nd floor 82/1, Bajirao Dhawade Patil Industrial Estate, NDA Road, Shivane, Pune, Maharashtra Pincode: 411023 | TL/MD/2025/000006 | 28-Mar-2025 | Pneumatic Drill (IEC 60601-1 Series / IS 13450 Part 1) | Class C
Astute Labs Pvt. Ltd Sr. No. 2nd floor 82/1, Bajirao Dhawade Patil Industrial Estate, NDA Road, Shivane, Pune, Maharashtra Pincode: 411023 | TL/MD/2025/000006 | 28-Mar-2025 | Radiant Heat Warmer (IEC 60601-1 Series / IS 13450 Part 1 and IEC 60601-2-21/IS 13450-2-21) | Class C
Astute Labs Pvt. Ltd Sr. No. 2nd floor 82/1, Bajirao Dhawade Patil Industrial Estate, NDA Road, Shivane, Pune, Maharashtra Pincode: 411023 | TL/MD/2025/000006 | 28-Mar-2025 | Shortwave Diathermy (IEC 60601-1 Series / IS 13450 Part 1) | Class C
Astute Labs Pvt. Ltd Sr. No. 2nd floor 82/1, Bajirao Dhawade Patil Industrial Estate, NDA Road, Shivane, Pune, Maharashtra Pincode: 411023 | TL/MD/2025/000006 | 28-Mar-2025 | Surgical Diathermy (IEC 60601-1 Series / IS 13450 Part 1 and IEC 60601-2-2/IS 13450-2-2) | Class C
Astute Labs Pvt. Ltd Sr. No. 2nd floor 82/1, Bajirao Dhawade Patil Industrial Estate, NDA Road, Shivane, Pune, Maharashtra Pincode: 411023 | TL/MD/2025/000006 | 28-Mar-2025 | Syringe Pump (IEC 60601-1 Series / IS 13450 Part 1 and IEC 60601-2-24/IS 13450-2-24) | Class C
Astute Labs Pvt. Ltd Sr. No. 2nd floor 82/1, Bajirao Dhawade Patil Industrial Estate, NDA Road, Shivane, Pune, Maharashtra Pincode: 411023 | TL/MD/2025/000006 | 28-Mar-2025 | Ventilator (Adult and Infant) (IEC 60601-1 Series / IS 13450 Part 1 and IEC 60601-2-12/IS 13450-2-12) | Class C
Astute Labs Pvt. Ltd Sr. No. 2nd floor 82/1, Bajirao Dhawade Patil Industrial Estate, NDA Road, Shivane, Pune, Maharashtra Pincode: 411023 | TL/MD/2025/000006 | 28-Mar-2025 | Intelligent Tourniquet (IEC 60601-1 Series / IS 13450 Part 1) | Class D
AURIGA RESEARCH PRIVATE LIMITTED No. 136, 6th Cross, 2nd stage, Yeshwanthpur Industrial Suburb, Bengaluru (Bangalore) Urban, Karnataka Pincode: 560022 | TL/MD/2024/000012 | 01-Aug-2024 | catheters (Bioburden Total Aerobic Microbial Count, Total Yeats and Mould Count, Total Anaerobic Microbial Count ISO 11737 Part 1) | Class A
AURIGA RESEARCH PRIVATE LIMITTED No. 136, 6th Cross, 2nd stage, Yeshwanthpur Industrial Suburb, Bengaluru (Bangalore) Urban, Karnataka Pincode: 560022 | TL/MD/2024/000012 | 01-Aug-2024 | catheters (Ethylene Bromohydrin ISO 10993 Part 7) | Class A
AURIGA RESEARCH PRIVATE LIMITTED No. 136, 6th Cross, 2nd stage, Yeshwanthpur Industrial Suburb, Bengaluru (Bangalore) Urban, Karnataka Pincode: 560022 | TL/MD/2024/000012 | 01-Aug-2024 | catheters (Ethylene Chlorohydrin ISO 10993 Part 7) | Class A
AURIGA RESEARCH PRIVATE LIMITTED No. 136, 6th Cross, 2nd stage, Yeshwanthpur Industrial Suburb, Bengaluru (Bangalore) Urban, Karnataka Pincode: 560022 | TL/MD/2024/000012 | 01-Aug-2024 | catheters (Ethylene Oxide ISO 10993 Part 7) | Class A
AURIGA RESEARCH PRIVATE LIMITTED No. 136, 6th Cross, 2nd stage, Yeshwanthpur Industrial Suburb, Bengaluru (Bangalore) Urban, Karnataka Pincode: 560022 | TL/MD/2024/000012 | 01-Aug-2024 | catheters (Sterility ISO 11737 Part 2) | Class A
AURIGA RESEARCH PRIVATE LIMITTED No. 136, 6th Cross, 2nd stage, Yeshwanthpur Industrial Suburb, Bengaluru (Bangalore) Urban, Karnataka Pincode: 560022 | TL/MD/2024/000012 | 01-Aug-2024 | Disposal Perfussion set (Bioburden Total Aerobic Microbial Count, Total Yeats and Mould Count, Total Anaerobic Microbial Count ISO 11737 Part 1) | Class A
AURIGA RESEARCH PRIVATE LIMITTED No. 136, 6th Cross, 2nd stage, Yeshwanthpur Industrial Suburb, Bengaluru (Bangalore) Urban, Karnataka Pincode: 560022 | TL/MD/2024/000012 | 01-Aug-2024 | Disposal Perfussion set (Ethylene Bromohydrin ISO 10993 Part 7) | Class A
AURIGA RESEARCH PRIVATE LIMITTED No. 136, 6th Cross, 2nd stage, Yeshwanthpur Industrial Suburb, Bengaluru (Bangalore) Urban, Karnataka Pincode: 560022 | TL/MD/2024/000012 | 01-Aug-2024 | Disposal Perfussion set (Ethylene Chlorohydrin ISO 10993 Part 7) | Class A
AURIGA RESEARCH PRIVATE LIMITTED No. 136, 6th Cross, 2nd stage, Yeshwanthpur Industrial Suburb, Bengaluru (Bangalore) Urban, Karnataka Pincode: 560022 | TL/MD/2024/000012 | 01-Aug-2024 | Disposal Perfussion set (Ethylene Oxide ISO 10993 Part 7 ) | Class A
AURIGA RESEARCH PRIVATE LIMITTED No. 136, 6th Cross, 2nd stage, Yeshwanthpur Industrial Suburb, Bengaluru (Bangalore) Urban, Karnataka Pincode: 560022 | TL/MD/2024/000012 | 01-Aug-2024 | Disposal Perfussion set (Sterility ISO 11737 Part 2) | Class A
AURIGA RESEARCH PRIVATE LIMITTED No. 136, 6th Cross, 2nd stage, Yeshwanthpur Industrial Suburb, Bengaluru (Bangalore) Urban, Karnataka Pincode: 560022 | TL/MD/2024/000012 | 01-Aug-2024 | Surgical Dressings (Bioburden Total Aerobic Microbial Count, Total Yeats and Mould Count, Total Anaerobic Microbial Count ISO 11737 Part 1) | Class A
AURIGA RESEARCH PRIVATE LIMITTED No. 136, 6th Cross, 2nd stage, Yeshwanthpur Industrial Suburb, Bengaluru (Bangalore) Urban, Karnataka Pincode: 560022 | TL/MD/2024/000012 | 01-Aug-2024 | Surgical Dressings (Ethylene Bromohydrin ISO 10993 Part 7) | Class A
AURIGA RESEARCH PRIVATE LIMITTED No. 136, 6th Cross, 2nd stage, Yeshwanthpur Industrial Suburb, Bengaluru (Bangalore) Urban, Karnataka Pincode: 560022 | TL/MD/2024/000012 | 01-Aug-2024 | Surgical Dressings (Ethylene Chlorohydrin ISO 10993 Part 7) | Class A
AURIGA RESEARCH PRIVATE LIMITTED No. 136, 6th Cross, 2nd stage, Yeshwanthpur Industrial Suburb, Bengaluru (Bangalore) Urban, Karnataka Pincode: 560022 | TL/MD/2024/000012 | 01-Aug-2024 | Surgical Dressings (Ethylene Oxide ISO 10993 Part 7 ) | Class A
AURIGA RESEARCH PRIVATE LIMITTED No. 136, 6th Cross, 2nd stage, Yeshwanthpur Industrial Suburb, Bengaluru (Bangalore) Urban, Karnataka Pincode: 560022 | TL/MD/2024/000012 | 01-Aug-2024 | Surgical Dressings (Sterility ISO 11737 Part 2) | Class A
AURIGA RESEARCH PRIVATE LIMITTED No. 136, 6th Cross, 2nd stage, Yeshwanthpur Industrial Suburb, Bengaluru (Bangalore) Urban, Karnataka Pincode: 560022 | TL/MD/2024/000012 | 01-Aug-2024 | catheters (Bioburden Total Aerobic Microbial Count, Total Yeats and Mould Count, Total Anaerobic Microbial Count ISO 11737 Part 1) | Class B
AURIGA RESEARCH PRIVATE LIMITTED No. 136, 6th Cross, 2nd stage, Yeshwanthpur Industrial Suburb, Bengaluru (Bangalore) Urban, Karnataka Pincode: 560022 | TL/MD/2024/000012 | 01-Aug-2024 | catheters (Ethylene Bromohydrin ISO 10993 Part 7) | Class B
AURIGA RESEARCH PRIVATE LIMITTED No. 136, 6th Cross, 2nd stage, Yeshwanthpur Industrial Suburb, Bengaluru (Bangalore) Urban, Karnataka Pincode: 560022 | TL/MD/2024/000012 | 01-Aug-2024 | catheters (Ethylene Chlorohydrin ISO 10993 Part 7) | Class B
AURIGA RESEARCH PRIVATE LIMITTED No. 136, 6th Cross, 2nd stage, Yeshwanthpur Industrial Suburb, Bengaluru (Bangalore) Urban, Karnataka Pincode: 560022 | TL/MD/2024/000012 | 01-Aug-2024 | catheters (Ethylene Oxide ISO 10993 Part 7) | Class B
AURIGA RESEARCH PRIVATE LIMITTED No. 136, 6th Cross, 2nd stage, Yeshwanthpur Industrial Suburb, Bengaluru (Bangalore) Urban, Karnataka Pincode: 560022 | TL/MD/2024/000012 | 01-Aug-2024 | catheters (Sterility ISO 11737 Part 2) | Class B
AURIGA RESEARCH PRIVATE LIMITTED No. 136, 6th Cross, 2nd stage, Yeshwanthpur Industrial Suburb, Bengaluru (Bangalore) Urban, Karnataka Pincode: 560022 | TL/MD/2024/000012 | 01-Aug-2024 | Disposal Perfussion set (Bioburden Total Aerobic Microbial Count, Total Yeats and Mould Count, Total Anaerobic Microbial Count ISO 11737 Part 1) | Class B
AURIGA RESEARCH PRIVATE LIMITTED No. 136, 6th Cross, 2nd stage, Yeshwanthpur Industrial Suburb, Bengaluru (Bangalore) Urban, Karnataka Pincode: 560022 | TL/MD/2024/000012 | 01-Aug-2024 | Disposal Perfussion set (Ethylene Bromohydrin ISO 10993 Part 7) | Class B
AURIGA RESEARCH PRIVATE LIMITTED No. 136, 6th Cross, 2nd stage, Yeshwanthpur Industrial Suburb, Bengaluru (Bangalore) Urban, Karnataka Pincode: 560022 | TL/MD/2024/000012 | 01-Aug-2024 | Disposal Perfussion set (Ethylene Chlorohydrin ISO 10993 Part 7) | Class B
AURIGA RESEARCH PRIVATE LIMITTED No. 136, 6th Cross, 2nd stage, Yeshwanthpur Industrial Suburb, Bengaluru (Bangalore) Urban, Karnataka Pincode: 560022 | TL/MD/2024/000012 | 01-Aug-2024 | Disposal Perfussion set (Ethylene Oxide ISO 10993 Part 7 ) | Class B
AURIGA RESEARCH PRIVATE LIMITTED No. 136, 6th Cross, 2nd stage, Yeshwanthpur Industrial Suburb, Bengaluru (Bangalore) Urban, Karnataka Pincode: 560022 | TL/MD/2024/000012 | 01-Aug-2024 | Disposal Perfussion set (Sterility ISO 11737 Part 2) | Class B
AURIGA RESEARCH PRIVATE LIMITTED No. 136, 6th Cross, 2nd stage, Yeshwanthpur Industrial Suburb, Bengaluru (Bangalore) Urban, Karnataka Pincode: 560022 | TL/MD/2024/000012 | 01-Aug-2024 | Hypodermic Needles (Bioburden Total Aerobic Microbial Count, Total Yeats and Mould Count, Total Anaerobic Microbial Count ISO 11737 Part 1) | Class B
AURIGA RESEARCH PRIVATE LIMITTED No. 136, 6th Cross, 2nd stage, Yeshwanthpur Industrial Suburb, Bengaluru (Bangalore) Urban, Karnataka Pincode: 560022 | TL/MD/2024/000012 | 01-Aug-2024 | Hypodermic Needles (Ethylene Bromohydrin ISO 10993 Part 7) | Class B
AURIGA RESEARCH PRIVATE LIMITTED No. 136, 6th Cross, 2nd stage, Yeshwanthpur Industrial Suburb, Bengaluru (Bangalore) Urban, Karnataka Pincode: 560022 | TL/MD/2024/000012 | 01-Aug-2024 | Hypodermic Needles (Ethylene Chlorohydrin ISO 10993 Part 7) | Class B
AURIGA RESEARCH PRIVATE LIMITTED No. 136, 6th Cross, 2nd stage, Yeshwanthpur Industrial Suburb, Bengaluru (Bangalore) Urban, Karnataka Pincode: 560022 | TL/MD/2024/000012 | 01-Aug-2024 | Hypodermic Needles (Ethylene Oxide ISO 10993 Part 7) | Class B
AURIGA RESEARCH PRIVATE LIMITTED No. 136, 6th Cross, 2nd stage, Yeshwanthpur Industrial Suburb, Bengaluru (Bangalore) Urban, Karnataka Pincode: 560022 | TL/MD/2024/000012 | 01-Aug-2024 | Hypodermic Needles (Sterility ISO 11737 Part 2) | Class B
AURIGA RESEARCH PRIVATE LIMITTED No. 136, 6th Cross, 2nd stage, Yeshwanthpur Industrial Suburb, Bengaluru (Bangalore) Urban, Karnataka Pincode: 560022 | TL/MD/2024/000012 | 01-Aug-2024 | IV cannulae (Bioburden Total Aerobic Microbial Count, Total Yeats and Mould Count, Total Anaerobic Microbial Count ISO 11737 Part 1) | Class B
AURIGA RESEARCH PRIVATE LIMITTED No. 136, 6th Cross, 2nd stage, Yeshwanthpur Industrial Suburb, Bengaluru (Bangalore) Urban, Karnataka Pincode: 560022 | TL/MD/2024/000012 | 01-Aug-2024 | IV cannulae (Ethylene Bromohydrin ISO 10993 Part 7) | Class B
AURIGA RESEARCH PRIVATE LIMITTED No. 136, 6th Cross, 2nd stage, Yeshwanthpur Industrial Suburb, Bengaluru (Bangalore) Urban, Karnataka Pincode: 560022 | TL/MD/2024/000012 | 01-Aug-2024 | IV cannulae (Ethylene Chlorohydrin ISO 10993 Part 7) | Class B
AURIGA RESEARCH PRIVATE LIMITTED No. 136, 6th Cross, 2nd stage, Yeshwanthpur Industrial Suburb, Bengaluru (Bangalore) Urban, Karnataka Pincode: 560022 | TL/MD/2024/000012 | 01-Aug-2024 | IV cannulae (Ethylene Oxide ISO 10993 Part 7) | Class B
AURIGA RESEARCH PRIVATE LIMITTED No. 136, 6th Cross, 2nd stage, Yeshwanthpur Industrial Suburb, Bengaluru (Bangalore) Urban, Karnataka Pincode: 560022 | TL/MD/2024/000012 | 01-Aug-2024 | IV cannulae (Sterility ISO 11737 Part 2) | Class B
AURIGA RESEARCH PRIVATE LIMITTED No. 136, 6th Cross, 2nd stage, Yeshwanthpur Industrial Suburb, Bengaluru (Bangalore) Urban, Karnataka Pincode: 560022 | TL/MD/2024/000012 | 01-Aug-2024 | Orthopaedic Implants (Bioburden Total Aerobic Microbial Count, Total Yeats and Mould Count, Total Anaerobic Microbial Count ISO 11737 Part 1) | Class B
AURIGA RESEARCH PRIVATE LIMITTED No. 136, 6th Cross, 2nd stage, Yeshwanthpur Industrial Suburb, Bengaluru (Bangalore) Urban, Karnataka Pincode: 560022 | TL/MD/2024/000012 | 01-Aug-2024 | Orthopaedic Implants (Ethylene Bromohydrin ISO 10993 Part 7) | Class B
AURIGA RESEARCH PRIVATE LIMITTED No. 136, 6th Cross, 2nd stage, Yeshwanthpur Industrial Suburb, Bengaluru (Bangalore) Urban, Karnataka Pincode: 560022 | TL/MD/2024/000012 | 01-Aug-2024 | Orthopaedic Implants (Ethylene Chlorohydrin ISO 10993 Part 7) | Class B
AURIGA RESEARCH PRIVATE LIMITTED No. 136, 6th Cross, 2nd stage, Yeshwanthpur Industrial Suburb, Bengaluru (Bangalore) Urban, Karnataka Pincode: 560022 | TL/MD/2024/000012 | 01-Aug-2024 | Orthopaedic Implants (Ethylene Oxide ISO 10993 Part 7) | Class B
AURIGA RESEARCH PRIVATE LIMITTED No. 136, 6th Cross, 2nd stage, Yeshwanthpur Industrial Suburb, Bengaluru (Bangalore) Urban, Karnataka Pincode: 560022 | TL/MD/2024/000012 | 01-Aug-2024 | Orthopaedic Implants (Sterility ISO 11737 Part 2) | Class B
AURIGA RESEARCH PRIVATE LIMITTED No. 136, 6th Cross, 2nd stage, Yeshwanthpur Industrial Suburb, Bengaluru (Bangalore) Urban, Karnataka Pincode: 560022 | TL/MD/2024/000012 | 01-Aug-2024 | sterile drapes (Bioburden Total Aerobic Microbial Count, Total Yeats and Mould Count, Total Anaerobic Microbial Count ISO 11737 Part 1) | Class B
AURIGA RESEARCH PRIVATE LIMITTED No. 136, 6th Cross, 2nd stage, Yeshwanthpur Industrial Suburb, Bengaluru (Bangalore) Urban, Karnataka Pincode: 560022 | TL/MD/2024/000012 | 01-Aug-2024 | sterile drapes (Ethylene Bromohydrin ISO 10993 Part 7) | Class B
AURIGA RESEARCH PRIVATE LIMITTED No. 136, 6th Cross, 2nd stage, Yeshwanthpur Industrial Suburb, Bengaluru (Bangalore) Urban, Karnataka Pincode: 560022 | TL/MD/2024/000012 | 01-Aug-2024 | sterile drapes (Ethylene Chlorohydrin ISO 10993 Part 7) | Class B
AURIGA RESEARCH PRIVATE LIMITTED No. 136, 6th Cross, 2nd stage, Yeshwanthpur Industrial Suburb, Bengaluru (Bangalore) Urban, Karnataka Pincode: 560022 | TL/MD/2024/000012 | 01-Aug-2024 | sterile drapes (Ethylene Oxide ISO 10993 Part 7 ) | Class B
AURIGA RESEARCH PRIVATE LIMITTED No. 136, 6th Cross, 2nd stage, Yeshwanthpur Industrial Suburb, Bengaluru (Bangalore) Urban, Karnataka Pincode: 560022 | TL/MD/2024/000012 | 01-Aug-2024 | sterile drapes (Sterility ISO 11737 Part 2) | Class B
AURIGA RESEARCH PRIVATE LIMITTED No. 136, 6th Cross, 2nd stage, Yeshwanthpur Industrial Suburb, Bengaluru (Bangalore) Urban, Karnataka Pincode: 560022 | TL/MD/2024/000012 | 01-Aug-2024 | Surgical Dressings (Bioburden Total Aerobic Microbial Count, Total Yeats and Mould Count, Total Anaerobic Microbial Count ISO 11737 Part 1) | Class B
AURIGA RESEARCH PRIVATE LIMITTED No. 136, 6th Cross, 2nd stage, Yeshwanthpur Industrial Suburb, Bengaluru (Bangalore) Urban, Karnataka Pincode: 560022 | TL/MD/2024/000012 | 01-Aug-2024 | Surgical Dressings cotton grudges and bandages (Bioburden Total Aerobic Microbial Count, Total Yeats and Mould Count, Total Anaerobic Microbial Count ISO 11737 Part 1) | Class B
AURIGA RESEARCH PRIVATE LIMITTED No. 136, 6th Cross, 2nd stage, Yeshwanthpur Industrial Suburb, Bengaluru (Bangalore) Urban, Karnataka Pincode: 560022 | TL/MD/2024/000012 | 01-Aug-2024 | Surgical Dressings cotton grudges and bandages (Ethylene Bromohydrin ISO 10993 Part 7) | Class B
AURIGA RESEARCH PRIVATE LIMITTED No. 136, 6th Cross, 2nd stage, Yeshwanthpur Industrial Suburb, Bengaluru (Bangalore) Urban, Karnataka Pincode: 560022 | TL/MD/2024/000012 | 01-Aug-2024 | Surgical Dressings cotton grudges and bandages (Ethylene Chlorohydrin ISO 10993 Part 7) | Class B
AURIGA RESEARCH PRIVATE LIMITTED No. 136, 6th Cross, 2nd stage, Yeshwanthpur Industrial Suburb, Bengaluru (Bangalore) Urban, Karnataka Pincode: 560022 | TL/MD/2024/000012 | 01-Aug-2024 | Surgical Dressings cotton grudges and bandages (Ethylene Oxide ISO 10993 Part 7 ) | Class B
AURIGA RESEARCH PRIVATE LIMITTED No. 136, 6th Cross, 2nd stage, Yeshwanthpur Industrial Suburb, Bengaluru (Bangalore) Urban, Karnataka Pincode: 560022 | TL/MD/2024/000012 | 01-Aug-2024 | Surgical Dressings cotton grudges and bandages (Sterility ISO 11737 Part 2) | Class B
AURIGA RESEARCH PRIVATE LIMITTED No. 136, 6th Cross, 2nd stage, Yeshwanthpur Industrial Suburb, Bengaluru (Bangalore) Urban, Karnataka Pincode: 560022 | TL/MD/2024/000012 | 01-Aug-2024 | Surgical Dressings (Ethylene Bromohydrin ISO 10993 Part 7) | Class B
AURIGA RESEARCH PRIVATE LIMITTED No. 136, 6th Cross, 2nd stage, Yeshwanthpur Industrial Suburb, Bengaluru (Bangalore) Urban, Karnataka Pincode: 560022 | TL/MD/2024/000012 | 01-Aug-2024 | Surgical Dressings (Ethylene Chlorohydrin ISO 10993 Part 7) | Class B
AURIGA RESEARCH PRIVATE LIMITTED No. 136, 6th Cross, 2nd stage, Yeshwanthpur Industrial Suburb, Bengaluru (Bangalore) Urban, Karnataka Pincode: 560022 | TL/MD/2024/000012 | 01-Aug-2024 | Surgical Dressings (Ethylene Oxide ISO 10993 Part 7 ) | Class B
AURIGA RESEARCH PRIVATE LIMITTED No. 136, 6th Cross, 2nd stage, Yeshwanthpur Industrial Suburb, Bengaluru (Bangalore) Urban, Karnataka Pincode: 560022 | TL/MD/2024/000012 | 01-Aug-2024 | Surgical Dressings (Sterility ISO 11737 Part 2) | Class B
AURIGA RESEARCH PRIVATE LIMITTED No. 136, 6th Cross, 2nd stage, Yeshwanthpur Industrial Suburb, Bengaluru (Bangalore) Urban, Karnataka Pincode: 560022 | TL/MD/2024/000012 | 01-Aug-2024 | Surgical stables (Bioburden Total Aerobic Microbial Count, Total Yeats and Mould Count, Total Anaerobic Microbial Count ISO 11737 Part 1) | Class B
AURIGA RESEARCH PRIVATE LIMITTED No. 136, 6th Cross, 2nd stage, Yeshwanthpur Industrial Suburb, Bengaluru (Bangalore) Urban, Karnataka Pincode: 560022 | TL/MD/2024/000012 | 01-Aug-2024 | Surgical stables (Ethylene Bromohydrin ISO 10993 Part 7) | Class B
AURIGA RESEARCH PRIVATE LIMITTED No. 136, 6th Cross, 2nd stage, Yeshwanthpur Industrial Suburb, Bengaluru (Bangalore) Urban, Karnataka Pincode: 560022 | TL/MD/2024/000012 | 01-Aug-2024 | Surgical stables (Ethylene Chlorohydrin ISO 10993 Part 7) | Class B
AURIGA RESEARCH PRIVATE LIMITTED No. 136, 6th Cross, 2nd stage, Yeshwanthpur Industrial Suburb, Bengaluru (Bangalore) Urban, Karnataka Pincode: 560022 | TL/MD/2024/000012 | 01-Aug-2024 | Surgical stables (Ethylene Oxide ISO 10993 Part 7) | Class B
AURIGA RESEARCH PRIVATE LIMITTED No. 136, 6th Cross, 2nd stage, Yeshwanthpur Industrial Suburb, Bengaluru (Bangalore) Urban, Karnataka Pincode: 560022 | TL/MD/2024/000012 | 01-Aug-2024 | Surgical stables (Sterility ISO 11737 Part 2) | Class B
AURIGA RESEARCH PRIVATE LIMITTED No. 136, 6th Cross, 2nd stage, Yeshwanthpur Industrial Suburb, Bengaluru (Bangalore) Urban, Karnataka Pincode: 560022 | TL/MD/2024/000012 | 01-Aug-2024 | catheters (Bioburden Total Aerobic Microbial Count, Total Yeats and Mould Count, Total Anaerobic Microbial Count ISO 11737 Part 1) | Class C
AURIGA RESEARCH PRIVATE LIMITTED No. 136, 6th Cross, 2nd stage, Yeshwanthpur Industrial Suburb, Bengaluru (Bangalore) Urban, Karnataka Pincode: 560022 | TL/MD/2024/000012 | 01-Aug-2024 | catheters (Ethylene Bromohydrin ISO 10993 Part 7) | Class C
AURIGA RESEARCH PRIVATE LIMITTED No. 136, 6th Cross, 2nd stage, Yeshwanthpur Industrial Suburb, Bengaluru (Bangalore) Urban, Karnataka Pincode: 560022 | TL/MD/2024/000012 | 01-Aug-2024 | catheters (Ethylene Chlorohydrin ISO 10993 Part 7) | Class C
AURIGA RESEARCH PRIVATE LIMITTED No. 136, 6th Cross, 2nd stage, Yeshwanthpur Industrial Suburb, Bengaluru (Bangalore) Urban, Karnataka Pincode: 560022 | TL/MD/2024/000012 | 01-Aug-2024 | catheters (Ethylene Oxide ISO 10993 Part 7) | Class C
AURIGA RESEARCH PRIVATE LIMITTED No. 136, 6th Cross, 2nd stage, Yeshwanthpur Industrial Suburb, Bengaluru (Bangalore) Urban, Karnataka Pincode: 560022 | TL/MD/2024/000012 | 01-Aug-2024 | catheters (Sterility ISO 11737 Part 2) | Class C
AURIGA RESEARCH PRIVATE LIMITTED No. 136, 6th Cross, 2nd stage, Yeshwanthpur Industrial Suburb, Bengaluru (Bangalore) Urban, Karnataka Pincode: 560022 | TL/MD/2024/000012 | 01-Aug-2024 | condom (Bioburden Total Aerobic Microbial Count, Total Yeats and Mould Count, Total Anaerobic Microbial Count ISO 11737 Part 1) | Class C
AURIGA RESEARCH PRIVATE LIMITTED No. 136, 6th Cross, 2nd stage, Yeshwanthpur Industrial Suburb, Bengaluru (Bangalore) Urban, Karnataka Pincode: 560022 | TL/MD/2024/000012 | 01-Aug-2024 | condom (Ethylene Bromohydrin ISO 10993 Part 7) | Class C
AURIGA RESEARCH PRIVATE LIMITTED No. 136, 6th Cross, 2nd stage, Yeshwanthpur Industrial Suburb, Bengaluru (Bangalore) Urban, Karnataka Pincode: 560022 | TL/MD/2024/000012 | 01-Aug-2024 | condom (Ethylene Chlorohydrin ISO 10993 Part 7) | Class C
AURIGA RESEARCH PRIVATE LIMITTED No. 136, 6th Cross, 2nd stage, Yeshwanthpur Industrial Suburb, Bengaluru (Bangalore) Urban, Karnataka Pincode: 560022 | TL/MD/2024/000012 | 01-Aug-2024 | condom (Ethylene Oxide ISO 10993 Part 7) | Class C
AURIGA RESEARCH PRIVATE LIMITTED No. 136, 6th Cross, 2nd stage, Yeshwanthpur Industrial Suburb, Bengaluru (Bangalore) Urban, Karnataka Pincode: 560022 | TL/MD/2024/000012 | 01-Aug-2024 | condom (Sterility ISO 11737 Part 2) | Class C
AURIGA RESEARCH PRIVATE LIMITTED No. 136, 6th Cross, 2nd stage, Yeshwanthpur Industrial Suburb, Bengaluru (Bangalore) Urban, Karnataka Pincode: 560022 | TL/MD/2024/000012 | 01-Aug-2024 | Disposal Perfussion set (Bioburden Total Aerobic Microbial Count, Total Yeats and Mould Count, Total Anaerobic Microbial Count ISO 11737 Part 1) | Class C
AURIGA RESEARCH PRIVATE LIMITTED No. 136, 6th Cross, 2nd stage, Yeshwanthpur Industrial Suburb, Bengaluru (Bangalore) Urban, Karnataka Pincode: 560022 | TL/MD/2024/000012 | 01-Aug-2024 | Disposal Perfussion set (Ethylene Bromohydrin ISO 10993 Part 7) | Class C
AURIGA RESEARCH PRIVATE LIMITTED No. 136, 6th Cross, 2nd stage, Yeshwanthpur Industrial Suburb, Bengaluru (Bangalore) Urban, Karnataka Pincode: 560022 | TL/MD/2024/000012 | 01-Aug-2024 | Disposal Perfussion set (Ethylene Chlorohydrin ISO 10993 Part 7) | Class C
AURIGA RESEARCH PRIVATE LIMITTED No. 136, 6th Cross, 2nd stage, Yeshwanthpur Industrial Suburb, Bengaluru (Bangalore) Urban, Karnataka Pincode: 560022 | TL/MD/2024/000012 | 01-Aug-2024 | Disposal Perfussion set (Ethylene Oxide ISO 10993 Part 7 ) | Class C
AURIGA RESEARCH PRIVATE LIMITTED No. 136, 6th Cross, 2nd stage, Yeshwanthpur Industrial Suburb, Bengaluru (Bangalore) Urban, Karnataka Pincode: 560022 | TL/MD/2024/000012 | 01-Aug-2024 | Disposal Perfussion set (Sterility ISO 11737 Part 2) | Class C
AURIGA RESEARCH PRIVATE LIMITTED No. 136, 6th Cross, 2nd stage, Yeshwanthpur Industrial Suburb, Bengaluru (Bangalore) Urban, Karnataka Pincode: 560022 | TL/MD/2024/000012 | 01-Aug-2024 | Hypodermic Needles (Bioburden Total Aerobic Microbial Count, Total Yeats and Mould Count, Total Anaerobic Microbial Count ISO 11737 Part 1) | Class C
AURIGA RESEARCH PRIVATE LIMITTED No. 136, 6th Cross, 2nd stage, Yeshwanthpur Industrial Suburb, Bengaluru (Bangalore) Urban, Karnataka Pincode: 560022 | TL/MD/2024/000012 | 01-Aug-2024 | Hypodermic Needles (Ethylene Bromohydrin ISO 10993 Part 7) | Class C
AURIGA RESEARCH PRIVATE LIMITTED No. 136, 6th Cross, 2nd stage, Yeshwanthpur Industrial Suburb, Bengaluru (Bangalore) Urban, Karnataka Pincode: 560022 | TL/MD/2024/000012 | 01-Aug-2024 | Hypodermic Needles (Ethylene Chlorohydrin ISO 10993 Part 7) | Class C
AURIGA RESEARCH PRIVATE LIMITTED No. 136, 6th Cross, 2nd stage, Yeshwanthpur Industrial Suburb, Bengaluru (Bangalore) Urban, Karnataka Pincode: 560022 | TL/MD/2024/000012 | 01-Aug-2024 | Hypodermic Needles (Ethylene Oxide ISO 10993 Part 7) | Class C
AURIGA RESEARCH PRIVATE LIMITTED No. 136, 6th Cross, 2nd stage, Yeshwanthpur Industrial Suburb, Bengaluru (Bangalore) Urban, Karnataka Pincode: 560022 | TL/MD/2024/000012 | 01-Aug-2024 | Hypodermic Needles (Sterility ISO 11737 Part 2) | Class C
AURIGA RESEARCH PRIVATE LIMITTED No. 136, 6th Cross, 2nd stage, Yeshwanthpur Industrial Suburb, Bengaluru (Bangalore) Urban, Karnataka Pincode: 560022 | TL/MD/2024/000012 | 01-Aug-2024 | Intra ocular lenses (Bioburden Total Aerobic Microbial Count, Total Yeats and Mould Count, Total Anaerobic Microbial Count ISO 11737 Part 1) | Class C
AURIGA RESEARCH PRIVATE LIMITTED No. 136, 6th Cross, 2nd stage, Yeshwanthpur Industrial Suburb, Bengaluru (Bangalore) Urban, Karnataka Pincode: 560022 | TL/MD/2024/000012 | 01-Aug-2024 | Intra ocular lenses (Ethylene Bromohydrin ISO 10993 Part 7) | Class C
AURIGA RESEARCH PRIVATE LIMITTED No. 136, 6th Cross, 2nd stage, Yeshwanthpur Industrial Suburb, Bengaluru (Bangalore) Urban, Karnataka Pincode: 560022 | TL/MD/2024/000012 | 01-Aug-2024 | Intra ocular lenses (Ethylene Chlorohydrin ISO 10993 Part 7) | Class C
AURIGA RESEARCH PRIVATE LIMITTED No. 136, 6th Cross, 2nd stage, Yeshwanthpur Industrial Suburb, Bengaluru (Bangalore) Urban, Karnataka Pincode: 560022 | TL/MD/2024/000012 | 01-Aug-2024 | Intra ocular lenses (Ethylene Oxide ISO 10993 Part 7 ) | Class C
AURIGA RESEARCH PRIVATE LIMITTED No. 136, 6th Cross, 2nd stage, Yeshwanthpur Industrial Suburb, Bengaluru (Bangalore) Urban, Karnataka Pincode: 560022 | TL/MD/2024/000012 | 01-Aug-2024 | Intra ocular lenses (Sterility ISO 11737 Part 2) | Class C
AURIGA RESEARCH PRIVATE LIMITTED No. 136, 6th Cross, 2nd stage, Yeshwanthpur Industrial Suburb, Bengaluru (Bangalore) Urban, Karnataka Pincode: 560022 | TL/MD/2024/000012 | 01-Aug-2024 | IV cannulae (Bioburden Total Aerobic Microbial Count, Total Yeats and Mould Count, Total Anaerobic Microbial Count ISO 11737 Part 1) | Class C
AURIGA RESEARCH PRIVATE LIMITTED No. 136, 6th Cross, 2nd stage, Yeshwanthpur Industrial Suburb, Bengaluru (Bangalore) Urban, Karnataka Pincode: 560022 | TL/MD/2024/000012 | 01-Aug-2024 | IV cannulae (Ethylene Bromohydrin ISO 10993 Part 7) | Class C
AURIGA RESEARCH PRIVATE LIMITTED No. 136, 6th Cross, 2nd stage, Yeshwanthpur Industrial Suburb, Bengaluru (Bangalore) Urban, Karnataka Pincode: 560022 | TL/MD/2024/000012 | 01-Aug-2024 | IV cannulae (Ethylene Chlorohydrin ISO 10993 Part 7) | Class C
AURIGA RESEARCH PRIVATE LIMITTED No. 136, 6th Cross, 2nd stage, Yeshwanthpur Industrial Suburb, Bengaluru (Bangalore) Urban, Karnataka Pincode: 560022 | TL/MD/2024/000012 | 01-Aug-2024 | IV cannulae (Ethylene Oxide ISO 10993 Part 7) | Class C
AURIGA RESEARCH PRIVATE LIMITTED No. 136, 6th Cross, 2nd stage, Yeshwanthpur Industrial Suburb, Bengaluru (Bangalore) Urban, Karnataka Pincode: 560022 | TL/MD/2024/000012 | 01-Aug-2024 | IV cannulae (Sterility ISO 11737 Part 2) | Class C
AURIGA RESEARCH PRIVATE LIMITTED No. 136, 6th Cross, 2nd stage, Yeshwanthpur Industrial Suburb, Bengaluru (Bangalore) Urban, Karnataka Pincode: 560022 | TL/MD/2024/000012 | 01-Aug-2024 | Orthopaedic Implants (Bioburden Total Aerobic Microbial Count, Total Yeats and Mould Count, Total Anaerobic Microbial Count ISO 11737 Part 1) | Class C
AURIGA RESEARCH PRIVATE LIMITTED No. 136, 6th Cross, 2nd stage, Yeshwanthpur Industrial Suburb, Bengaluru (Bangalore) Urban, Karnataka Pincode: 560022 | TL/MD/2024/000012 | 01-Aug-2024 | Orthopaedic Implants (Ethylene Bromohydrin ISO 10993 Part 7) | Class C
AURIGA RESEARCH PRIVATE LIMITTED No. 136, 6th Cross, 2nd stage, Yeshwanthpur Industrial Suburb, Bengaluru (Bangalore) Urban, Karnataka Pincode: 560022 | TL/MD/2024/000012 | 01-Aug-2024 | Orthopaedic Implants (Ethylene Chlorohydrin ISO 10993 Part 7) | Class C
AURIGA RESEARCH PRIVATE LIMITTED No. 136, 6th Cross, 2nd stage, Yeshwanthpur Industrial Suburb, Bengaluru (Bangalore) Urban, Karnataka Pincode: 560022 | TL/MD/2024/000012 | 01-Aug-2024 | Orthopaedic Implants (Ethylene Oxide ISO 10993 Part 7) | Class C
AURIGA RESEARCH PRIVATE LIMITTED No. 136, 6th Cross, 2nd stage, Yeshwanthpur Industrial Suburb, Bengaluru (Bangalore) Urban, Karnataka Pincode: 560022 | TL/MD/2024/000012 | 01-Aug-2024 | Orthopaedic Implants (Sterility ISO 11737 Part 2) | Class C
AURIGA RESEARCH PRIVATE LIMITTED No. 136, 6th Cross, 2nd stage, Yeshwanthpur Industrial Suburb, Bengaluru (Bangalore) Urban, Karnataka Pincode: 560022 | TL/MD/2024/000012 | 01-Aug-2024 | Surgical Dressings (Bioburden Total Aerobic Microbial Count, Total Yeats and Mould Count, Total Anaerobic Microbial Count ISO 11737 Part 1) | Class C
AURIGA RESEARCH PRIVATE LIMITTED No. 136, 6th Cross, 2nd stage, Yeshwanthpur Industrial Suburb, Bengaluru (Bangalore) Urban, Karnataka Pincode: 560022 | TL/MD/2024/000012 | 01-Aug-2024 | Surgical Dressings (Ethylene Bromohydrin ISO 10993 Part 7) | Class C
AURIGA RESEARCH PRIVATE LIMITTED No. 136, 6th Cross, 2nd stage, Yeshwanthpur Industrial Suburb, Bengaluru (Bangalore) Urban, Karnataka Pincode: 560022 | TL/MD/2024/000012 | 01-Aug-2024 | Surgical Dressings (Ethylene Chlorohydrin ISO 10993 Part 7) | Class C
AURIGA RESEARCH PRIVATE LIMITTED No. 136, 6th Cross, 2nd stage, Yeshwanthpur Industrial Suburb, Bengaluru (Bangalore) Urban, Karnataka Pincode: 560022 | TL/MD/2024/000012 | 01-Aug-2024 | Surgical Dressings (Ethylene Oxide ISO 10993 Part 7 ) | Class C
AURIGA RESEARCH PRIVATE LIMITTED No. 136, 6th Cross, 2nd stage, Yeshwanthpur Industrial Suburb, Bengaluru (Bangalore) Urban, Karnataka Pincode: 560022 | TL/MD/2024/000012 | 01-Aug-2024 | Surgical Dressings (Sterility ISO 11737 Part 2) | Class C
BEE PHARMO LABS PVT LIMITED C-2, HATKESH UDYOG NAGAR,MIRA BHAYANDER ROAD,MIRA ROAD (E), Thane, Maharashtra Pincode: 401107 | TL/MD/2023/000003 | 23-May-2023 | Sterile Blood Bags | Class A
BEE PHARMO LABS PVT LIMITED C-2, HATKESH UDYOG NAGAR,MIRA BHAYANDER ROAD,MIRA ROAD (E), Thane, Maharashtra Pincode: 401107 | TL/MD/2023/000003 | 23-May-2023 | Disposable Hypodermic Needles | Class B
BEE PHARMO LABS PVT LIMITED C-2, HATKESH UDYOG NAGAR,MIRA BHAYANDER ROAD,MIRA ROAD (E), Thane, Maharashtra Pincode: 401107 | TL/MD/2023/000003 | 23-May-2023 | Disposable Hypodermic Syringes | Class B
BEE PHARMO LABS PVT LIMITED C-2, HATKESH UDYOG NAGAR,MIRA BHAYANDER ROAD,MIRA ROAD (E), Thane, Maharashtra Pincode: 401107 | TL/MD/2023/000003 | 23-May-2023 | Disposable Perfusion Set | Class B
BEE PHARMO LABS PVT LIMITED C-2, HATKESH UDYOG NAGAR,MIRA BHAYANDER ROAD,MIRA ROAD (E), Thane, Maharashtra Pincode: 401107 | TL/MD/2023/000003 | 23-May-2023 | I.V Cannula | Class B
BEE PHARMO LABS PVT LIMITED C-2, HATKESH UDYOG NAGAR,MIRA BHAYANDER ROAD,MIRA ROAD (E), Thane, Maharashtra Pincode: 401107 | TL/MD/2023/000003 | 23-May-2023 | Sterile Catheters | Class B
BEE PHARMO LABS PVT LIMITED C-2, HATKESH UDYOG NAGAR,MIRA BHAYANDER ROAD,MIRA ROAD (E), Thane, Maharashtra Pincode: 401107 | TL/MD/2023/000003 | 23-May-2023 | Surgical Dressings | Class B
BEE PHARMO LABS PVT LIMITED C-2, HATKESH UDYOG NAGAR,MIRA BHAYANDER ROAD,MIRA ROAD (E), Thane, Maharashtra Pincode: 401107 | TL/MD/2023/000003 | 23-May-2023 | Contraceptives Devices (Tubal Rings, Condoms) | Class C
BEE PHARMO LABS PVT LIMITED C-2, HATKESH UDYOG NAGAR,MIRA BHAYANDER ROAD,MIRA ROAD (E), Thane, Maharashtra Pincode: 401107 | TL/MD/2023/000003 | 23-May-2023 | Intraocular lens | Class C
BEE PHARMO LABS PVT LIMITED C-2, HATKESH UDYOG NAGAR,MIRA BHAYANDER ROAD,MIRA ROAD (E), Thane, Maharashtra Pincode: 401107 | TL/MD/2023/000003 | 23-May-2023 | Orthopedic Implants | Class C
BEE PHARMO LABS PVT LIMITED C-2, HATKESH UDYOG NAGAR,MIRA BHAYANDER ROAD,MIRA ROAD (E), Thane, Maharashtra Pincode: 401107 | TL/MD/2023/000003 | 23-May-2023 | Surgical Sutures and Ligatures | Class C
BEE PHARMO LABS PVT LIMITED C-2, HATKESH UDYOG NAGAR,MIRA BHAYANDER ROAD,MIRA ROAD (E), Thane, Maharashtra Pincode: 401107 | TL/MD/2023/000003 | 23-May-2023 | Cardiac Stents and Drug Eluting Stent | Class D
BEE PHARMO LABS PVT LIMITED C-2, HATKESH UDYOG NAGAR,MIRA BHAYANDER ROAD,MIRA ROAD (E), Thane, Maharashtra Pincode: 401107 | TL/MD/2023/000003 | 23-May-2023 | Heart Valve | Class D
Bharat Test House Pvt. Ltd. 1474, HSIIDC Indl. Estate, Rai, Dist. Sonepat, Sonipat, Haryana Pincode: 131029 | TL/MD/2022/000011 | 18-Nov-2022 | Baby Incubators | Class A
Bharat Test House Pvt. Ltd. 1474, HSIIDC Indl. Estate, Rai, Dist. Sonepat, Sonipat, Haryana Pincode: 131029 | TL/MD/2022/000011 | 18-Nov-2022 | Medical Electrical Equipments | Class A
Bharat Test House Pvt. Ltd. 1474, HSIIDC Indl. Estate, Rai, Dist. Sonepat, Sonipat, Haryana Pincode: 131029 | TL/MD/2022/000011 | 18-Nov-2022 | Operating Tables | Class A
Bharat Test House Pvt. Ltd. 1474, HSIIDC Indl. Estate, Rai, Dist. Sonepat, Sonipat, Haryana Pincode: 131029 | TL/MD/2022/000011 | 18-Nov-2022 | Surgical Luminaires and Luminaires for Diagnosis | Class A
Bharat Test House Pvt. Ltd. 1474, HSIIDC Indl. Estate, Rai, Dist. Sonepat, Sonipat, Haryana Pincode: 131029 | TL/MD/2022/000011 | 18-Nov-2022 | Ultrasonic Physiotherapy Equipments | Class A
Bharat Test House Pvt. Ltd. 1474, HSIIDC Indl. Estate, Rai, Dist. Sonepat, Sonipat, Haryana Pincode: 131029 | TL/MD/2022/000011 | 18-Nov-2022 | Baby Incubators | Class B
Bharat Test House Pvt. Ltd. 1474, HSIIDC Indl. Estate, Rai, Dist. Sonepat, Sonipat, Haryana Pincode: 131029 | TL/MD/2022/000011 | 18-Nov-2022 | Medical Electrical Equipments | Class B
Bharat Test House Pvt. Ltd. 1474, HSIIDC Indl. Estate, Rai, Dist. Sonepat, Sonipat, Haryana Pincode: 131029 | TL/MD/2022/000011 | 18-Nov-2022 | Operating Tables | Class B
Bharat Test House Pvt. Ltd. 1474, HSIIDC Indl. Estate, Rai, Dist. Sonepat, Sonipat, Haryana Pincode: 131029 | TL/MD/2022/000011 | 18-Nov-2022 | Surgical Luminaires and Luminaires for Diagnosis | Class B
Bharat Test House Pvt. Ltd. 1474, HSIIDC Indl. Estate, Rai, Dist. Sonepat, Sonipat, Haryana Pincode: 131029 | TL/MD/2022/000011 | 18-Nov-2022 | Ultrasonic Physiotherapy Equipments | Class B
Bharat Test House Pvt. Ltd. 1474, HSIIDC Indl. Estate, Rai, Dist. Sonepat, Sonipat, Haryana Pincode: 131029 | TL/MD/2022/000011 | 18-Nov-2022 | Baby Incubators | Class C
Bharat Test House Pvt. Ltd. 1474, HSIIDC Indl. Estate, Rai, Dist. Sonepat, Sonipat, Haryana Pincode: 131029 | TL/MD/2022/000011 | 18-Nov-2022 | Medical Electrical Equipments | Class C
Bharat Test House Pvt. Ltd. 1474, HSIIDC Indl. Estate, Rai, Dist. Sonepat, Sonipat, Haryana Pincode: 131029 | TL/MD/2022/000011 | 18-Nov-2022 | Operating Tables | Class C
Bharat Test House Pvt. Ltd. 1474, HSIIDC Indl. Estate, Rai, Dist. Sonepat, Sonipat, Haryana Pincode: 131029 | TL/MD/2022/000011 | 18-Nov-2022 | Surgical Luminaires and Luminaires for Diagnosis | Class C
Bharat Test House Pvt. Ltd. 1474, HSIIDC Indl. Estate, Rai, Dist. Sonepat, Sonipat, Haryana Pincode: 131029 | TL/MD/2022/000011 | 18-Nov-2022 | Ultrasonic Physiotherapy Equipments | Class C
Bharat Test House Pvt. Ltd. 1474, HSIIDC Indl. Estate, Rai, Dist. Sonepat, Sonipat, Haryana Pincode: 131029 | TL/MD/2022/000011 | 18-Nov-2022 | Baby Incubators | Class D
Bharat Test House Pvt. Ltd. 1474, HSIIDC Indl. Estate, Rai, Dist. Sonepat, Sonipat, Haryana Pincode: 131029 | TL/MD/2022/000011 | 18-Nov-2022 | Medical Electrical Equipments | Class D
Bharat Test House Pvt. Ltd. 1474, HSIIDC Indl. Estate, Rai, Dist. Sonepat, Sonipat, Haryana Pincode: 131029 | TL/MD/2022/000011 | 18-Nov-2022 | Operating Tables | Class D
Bharat Test House Pvt. Ltd. 1474, HSIIDC Indl. Estate, Rai, Dist. Sonepat, Sonipat, Haryana Pincode: 131029 | TL/MD/2022/000011 | 18-Nov-2022 | Surgical Luminaires and Luminaires for Diagnosis | Class D
Bharat Test House Pvt. Ltd. 1474, HSIIDC Indl. Estate, Rai, Dist. Sonepat, Sonipat, Haryana Pincode: 131029 | TL/MD/2022/000011 | 18-Nov-2022 | Ultrasonic Physiotherapy Equipments | Class D
Bio Vision Medical Systems No. 49 & 50, Second floor, Samuel Nagar, Vadaperumbakkam, Chennai, Tamil Nadu Pincode: 600060 | TL/MD/2024/000008 | 14-Jun-2024 | Medical Gas Flowmeter -Flow - ISO 8185/ISO 9360- 1/62353 | Class A
Bio Vision Medical Systems No. 49 & 50, Second floor, Samuel Nagar, Vadaperumbakkam, Chennai, Tamil Nadu Pincode: 600060 | TL/MD/2024/000008 | 14-Jun-2024 | Oxygen Saturation/Pulse Rate Simulator - SpO2, Pulse Rate - ISO 80601-2-61, IEC 61010-1 | Class A
Bio Vision Medical Systems No. 49 & 50, Second floor, Samuel Nagar, Vadaperumbakkam, Chennai, Tamil Nadu Pincode: 600060 | TL/MD/2024/000008 | 14-Jun-2024 | Airway Pressure/Oxygen Monitor - IEC 60601-2-12 | Class B
Bio Vision Medical Systems No. 49 & 50, Second floor, Samuel Nagar, Vadaperumbakkam, Chennai, Tamil Nadu Pincode: 600060 | TL/MD/2024/000008 | 14-Jun-2024 | Blanket/pad infant phototherapy unit tester - Irradiance - IEC 60601-2-50, IEC 61010-1 | Class B
Bio Vision Medical Systems No. 49 & 50, Second floor, Samuel Nagar, Vadaperumbakkam, Chennai, Tamil Nadu Pincode: 600060 | TL/MD/2024/000008 | 14-Jun-2024 | Boiling water sterilizer - Temperature - IEC 61010-2- 040 | Class B
Bio Vision Medical Systems No. 49 & 50, Second floor, Samuel Nagar, Vadaperumbakkam, Chennai, Tamil Nadu Pincode: 600060 | TL/MD/2024/000008 | 14-Jun-2024 | BP Apparatus/BP Monitors - Pressure - IEC 80601-2-30 | Class B
Bio Vision Medical Systems No. 49 & 50, Second floor, Samuel Nagar, Vadaperumbakkam, Chennai, Tamil Nadu Pincode: 600060 | TL/MD/2024/000008 | 14-Jun-2024 | BPAP unit - Pressure (IPAP, EPAP), RR, Vol (Tidal, Minute), Time(Insp, Exp)/IE Ratio - IEC 60601-2-12 | Class B
Bio Vision Medical Systems No. 49 & 50, Second floor, Samuel Nagar, Vadaperumbakkam, Chennai, Tamil Nadu Pincode: 600060 | TL/MD/2024/000008 | 14-Jun-2024 | Electrocardiograph - ECG Amplitude, Heart rate - IEC 60601-2-25/IEC 60601-2-27/ IEC 60601-2-47 | Class B
Bio Vision Medical Systems No. 49 & 50, Second floor, Samuel Nagar, Vadaperumbakkam, Chennai, Tamil Nadu Pincode: 600060 | TL/MD/2024/000008 | 14-Jun-2024 | Foetal pulse oximeter/ Pulse Oximeter/ Pulse oximetry telemetric monitoring system - SpO2, Pulse Rate - ISO 80601-2-61 | Class B
Bio Vision Medical Systems No. 49 & 50, Second floor, Samuel Nagar, Vadaperumbakkam, Chennai, Tamil Nadu Pincode: 600060 | TL/MD/2024/000008 | 14-Jun-2024 | Nebuliser - Flow - ISO 27427 | Class B
Bio Vision Medical Systems No. 49 & 50, Second floor, Samuel Nagar, Vadaperumbakkam, Chennai, Tamil Nadu Pincode: 600060 | TL/MD/2024/000008 | 14-Jun-2024 | Oxygen Concentrator - Flow, FiO2 - ISO 80601-2-69 | Class B
Bio Vision Medical Systems No. 49 & 50, Second floor, Samuel Nagar, Vadaperumbakkam, Chennai, Tamil Nadu Pincode: 600060 | TL/MD/2024/000008 | 14-Jun-2024 | Phototherapy unit - Irradiance - IEC 60601-2-50 | Class B
Bio Vision Medical Systems No. 49 & 50, Second floor, Samuel Nagar, Vadaperumbakkam, Chennai, Tamil Nadu Pincode: 600060 | TL/MD/2024/000008 | 14-Jun-2024 | Thoracic suction pump - Vacuum Pressure - ISO 10079-1 | Class B
Bio Vision Medical Systems No. 49 & 50, Second floor, Samuel Nagar, Vadaperumbakkam, Chennai, Tamil Nadu Pincode: 600060 | TL/MD/2024/000008 | 14-Jun-2024 | Tourniquet - Pressure - BS 7088 | Class B
Bio Vision Medical Systems No. 49 & 50, Second floor, Samuel Nagar, Vadaperumbakkam, Chennai, Tamil Nadu Pincode: 600060 | TL/MD/2024/000008 | 14-Jun-2024 | Anesthesia Machine - Pressure (PEEP,PIP,MAP), Respiration Rate, Volume (Tidal, Minute), Time (Insp, Exp), FiO2, Flow - IEC 60601-2-12, IEC 60601-2-13, ISO 80601-2-12, ISO 80601-2-13 | Class C
Bio Vision Medical Systems No. 49 & 50, Second floor, Samuel Nagar, Vadaperumbakkam, Chennai, Tamil Nadu Pincode: 600060 | TL/MD/2024/000008 | 14-Jun-2024 | Defibrillator - Energy, ECG HR, ECG Amplitude, Pacer Amplitude, Pacer Rate - IEC 60601-2-4 | Class C
Bio Vision Medical Systems No. 49 & 50, Second floor, Samuel Nagar, Vadaperumbakkam, Chennai, Tamil Nadu Pincode: 600060 | TL/MD/2024/000008 | 14-Jun-2024 | Electrosurgical Unit - Power, Current, REM Test - IEC 60601-2-2 | Class C
Bio Vision Medical Systems No. 49 & 50, Second floor, Samuel Nagar, Vadaperumbakkam, Chennai, Tamil Nadu Pincode: 600060 | TL/MD/2024/000008 | 14-Jun-2024 | External transcutaneous cardiac pacemaker - Pacer Rate, Pacer Amplitude - IEC 60601-2-31 | Class C
Bio Vision Medical Systems No. 49 & 50, Second floor, Samuel Nagar, Vadaperumbakkam, Chennai, Tamil Nadu Pincode: 600060 | TL/MD/2024/000008 | 14-Jun-2024 | Foetal Doppler system/CTG/Fetal Monitors - Heart Rate (Fetal, Maternal), Amplitude (Fetal, Maternal) - IEC60601-2-37, IEC 61266 | Class C
Bio Vision Medical Systems No. 49 & 50, Second floor, Samuel Nagar, Vadaperumbakkam, Chennai, Tamil Nadu Pincode: 600060 | TL/MD/2024/000008 | 14-Jun-2024 | High frequency Ventilator - Pressure (PEEP,PIP,MAP), Respiration Rate, Volume(Tidal, Minute),Time (Insp, Exp), FiO2, Flow-ISO 80601-2-87, IEC 60601-2-12, IEC 60601-2-13, ISO 80601-2-12, ISO 80601-2-13 | Class C
Bio Vision Medical Systems No. 49 & 50, Second floor, Samuel Nagar, Vadaperumbakkam, Chennai, Tamil Nadu Pincode: 600060 | TL/MD/2024/000008 | 14-Jun-2024 | Infant incubator - Temperature, RH, Sound - IEC 60601-2-19 | Class C
Bio Vision Medical Systems No. 49 & 50, Second floor, Samuel Nagar, Vadaperumbakkam, Chennai, Tamil Nadu Pincode: 600060 | TL/MD/2024/000008 | 14-Jun-2024 | Infant warmer - Temperature - IEC 60601-2-21 | Class C
Bio Vision Medical Systems No. 49 & 50, Second floor, Samuel Nagar, Vadaperumbakkam, Chennai, Tamil Nadu Pincode: 600060 | TL/MD/2024/000008 | 14-Jun-2024 | Infusion pump - Flow, Volume, Occlusion - IEC 60601-2-24 | Class C
Bio Vision Medical Systems No. 49 & 50, Second floor, Samuel Nagar, Vadaperumbakkam, Chennai, Tamil Nadu Pincode: 600060 | TL/MD/2024/000008 | 14-Jun-2024 | Neonatal CPAP - Pressure (PEEP,PIP,MAP), Respiration Rate, Volume (Tidal, Minute), Time (Insp, Exp), FiO2, Flow - IEC 60601-2-12, ISO 80601-2-12 | Class C
Bio Vision Medical Systems No. 49 & 50, Second floor, Samuel Nagar, Vadaperumbakkam, Chennai, Tamil Nadu Pincode: 600060 | TL/MD/2024/000008 | 14-Jun-2024 | Open infant incubator - Temperature, RH, Sound - IEC 60601-2-19 | Class C
Bio Vision Medical Systems No. 49 & 50, Second floor, Samuel Nagar, Vadaperumbakkam, Chennai, Tamil Nadu Pincode: 600060 | TL/MD/2024/000008 | 14-Jun-2024 | Pacemaker generator function analyzer - IEC 60601-2-31, IEC 61010-1 | Class C
Bio Vision Medical Systems No. 49 & 50, Second floor, Samuel Nagar, Vadaperumbakkam, Chennai, Tamil Nadu Pincode: 600060 | TL/MD/2024/000008 | 14-Jun-2024 | Pacing system analyzer - IEC 60601-2-31, IEC 61010-1 | Class C
Bio Vision Medical Systems No. 49 & 50, Second floor, Samuel Nagar, Vadaperumbakkam, Chennai, Tamil Nadu Pincode: 600060 | TL/MD/2024/000008 | 14-Jun-2024 | Patient Physiologic Monitoring System/ Neonatal physiologic monitoring system - IEC 80601-2-49, IEC 60601-2-27, ISO 80601-2-61, IEC 60601-2-34 | Class C
Bio Vision Medical Systems No. 49 & 50, Second floor, Samuel Nagar, Vadaperumbakkam, Chennai, Tamil Nadu Pincode: 600060 | TL/MD/2024/000008 | 14-Jun-2024 | Pulse Oximeter - SpO2, Pulse Rate - ISO 80601-2-61 | Class C
Bio Vision Medical Systems No. 49 & 50, Second floor, Samuel Nagar, Vadaperumbakkam, Chennai, Tamil Nadu Pincode: 600060 | TL/MD/2024/000008 | 14-Jun-2024 | Steam sterilizer / Autoclave - Temperature, Pressure - IEC 61010-2-040 | Class C
Bio Vision Medical Systems No. 49 & 50, Second floor, Samuel Nagar, Vadaperumbakkam, Chennai, Tamil Nadu Pincode: 600060 | TL/MD/2024/000008 | 14-Jun-2024 | Syringe pump - Flow, Volume, Occlusion - IEC 60601-2-24 | Class C
Bio Vision Medical Systems No. 49 & 50, Second floor, Samuel Nagar, Vadaperumbakkam, Chennai, Tamil Nadu Pincode: 600060 | TL/MD/2024/000008 | 14-Jun-2024 | Transport infant incubator - Temperature, RH, Sound - IEC 60601-2-20 | Class C
Bio Vision Medical Systems No. 49 & 50, Second floor, Samuel Nagar, Vadaperumbakkam, Chennai, Tamil Nadu Pincode: 600060 | TL/MD/2024/000008 | 14-Jun-2024 | Ventilator/ Neonatal Ventilator - Pressure (PEEP,PIP,MAP), Respiration Rate, Volume (Tidal, Minute), Time (Insp, Exp), FiO2, Flow - IEC 60601-2-12, IEC 60601-2-13, ISO 80601-2-12, ISO 80601-2-13 | Class C
Bio Vision Medical Systems No. 49 & 50, Second floor, Samuel Nagar, Vadaperumbakkam, Chennai, Tamil Nadu Pincode: 600060 | TL/MD/2024/000008 | 14-Jun-2024 | Ventilator/Neonatal Ventilator - Pressure (PEEP,PIP,MAP), Respiration Rate, Volume (Tidal, Minute), Time (Insp, Exp), FiO2, Flow - IEC 60601-2-12, IEC 60601-2-13, ISO 80601-2-12, ISO 80601-2-13 | Class C
Biomedical Technology Wing, Sree Chithra Tirunal Institute For Medical Science And Technology Satelmond Palace, Poojappura, Thiruvananthapuram, Kerala Pincode: 695012 | TL/MD/2019/000004 | 23-Sep-2019 | Dental Implants (Biological Evaluation as per ISO 10993) | Class B
Biomedical Technology Wing, Sree Chithra Tirunal Institute For Medical Science And Technology Satelmond Palace, Poojappura, Thiruvananthapuram, Kerala Pincode: 695012 | TL/MD/2019/000004 | 23-Sep-2019 | Orthopedic Implants (Biological Evaluation as per ISO 10993) | Class C
Biomedical Technology Wing, Sree Chithra Tirunal Institute For Medical Science And Technology Satelmond Palace, Poojappura, Thiruvananthapuram, Kerala Pincode: 695012 | TL/MD/2019/000004 | 23-Sep-2019 | All medical devices and Materials (Biological Evaluation as per ISO 10993) | Class D
Biomedical Technology Wing, Sree Chithra Tirunal Institute For Medical Science And Technology Satelmond Palace, Poojappura, Thiruvananthapuram, Kerala Pincode: 695012 | TL/MD/2019/000004 | 23-Sep-2019 | Cardio Vascular Devices (Biological Evaluation as per ISO 10993) | Class D
Biomedical Technology Wing, Sree Chithra Tirunal Institute For Medical Science And Technology Satelmond Palace, Poojappura, Thiruvananthapuram, Kerala Pincode: 695012 | TL/MD/2019/000004 | 23-Sep-2019 | Neuroprosthesis (Biological Evaluation as per ISO 10993) | Class D
Biomedical Technology Wing, Sree Chithra Tirunal Institute For Medical Science And Technology Satelmond Palace, Poojappura, Thiruvananthapuram, Kerala Pincode: 695012 | TL/MD/2019/000004 | 27-Dec-2024 | Dental Implants (Biological Evaluation as per ISO 10993) | Class B
Biomedical Technology Wing, Sree Chithra Tirunal Institute For Medical Science And Technology Satelmond Palace, Poojappura, Thiruvananthapuram, Kerala Pincode: 695012 | TL/MD/2019/000004 | 27-Dec-2024 | Orthopedic Implants (Biological Evaluation as per ISO 10993) | Class C
Biomedical Technology Wing, Sree Chithra Tirunal Institute For Medical Science And Technology Satelmond Palace, Poojappura, Thiruvananthapuram, Kerala Pincode: 695012 | TL/MD/2019/000004 | 27-Dec-2024 | All medical devices and Materials (Biological Evaluation as per ISO 10993) | Class D
Biomedical Technology Wing, Sree Chithra Tirunal Institute For Medical Science And Technology Satelmond Palace, Poojappura, Thiruvananthapuram, Kerala Pincode: 695012 | TL/MD/2019/000004 | 27-Dec-2024 | Cardio Vascular Devices (Biological Evaluation as per ISO 10993) | Class D
Biomedical Technology Wing, Sree Chithra Tirunal Institute For Medical Science And Technology Satelmond Palace, Poojappura, Thiruvananthapuram, Kerala Pincode: 695012 | TL/MD/2019/000004 | 27-Dec-2024 | Neuroprosthesis (Biological Evaluation as per ISO 10993) | Class D
Bioneeds India Private Limited Sy. No. 135/2, 136/l B, NH -4, Sompura Hobli, Devarahosahally, Nelamangala Taluk, Bengaluru (Bangalore) Rural, Karnataka Pincode: 562111 | TL/MD/2024/000001 | 09-Jan-2024 | Disposable Perfusion sets (ISO 10993, Part 1, Part 2, Part 3, Part 4, Part 5, Part 6, Part 10, Part 11, Part 12, Part 23, Part 33-Biocompatibility Test only) | Class A
Bioneeds India Private Limited Sy. No. 135/2, 136/l B, NH -4, Sompura Hobli, Devarahosahally, Nelamangala Taluk, Bengaluru (Bangalore) Rural, Karnataka Pincode: 562111 | TL/MD/2024/000001 | 09-Jan-2024 | Surgical Dressings (ISO 10993, Part 1, Part 2, Part 3, Part 4, Part 5, Part 6, Part 10, Part 11, Part 12, Part 23, Part 33-Biocompatibility Test only) | Class A
Bioneeds India Private Limited Sy. No. 135/2, 136/l B, NH -4, Sompura Hobli, Devarahosahally, Nelamangala Taluk, Bengaluru (Bangalore) Rural, Karnataka Pincode: 562111 | TL/MD/2024/000001 | 09-Jan-2024 | Analgesics (ISO 10993, Part 1, Part 2, Part 3, Part 4, Part 5, Part 6, Part 10, Part 11, Part 12, Part 23, Part 33-Biocompatibility Test only) | Class B
Bioneeds India Private Limited Sy. No. 135/2, 136/l B, NH -4, Sompura Hobli, Devarahosahally, Nelamangala Taluk, Bengaluru (Bangalore) Rural, Karnataka Pincode: 562111 | TL/MD/2024/000001 | 09-Jan-2024 | Catheters (ISO 10993, Part 1, Part 2, Part 3, Part 4, Part 5, Part 6, Part 10, Part 11, Part 12, Part 23, Part 33-Biocompatibility Test only) | Class B
Bioneeds India Private Limited Sy. No. 135/2, 136/l B, NH -4, Sompura Hobli, Devarahosahally, Nelamangala Taluk, Bengaluru (Bangalore) Rural, Karnataka Pincode: 562111 | TL/MD/2024/000001 | 09-Jan-2024 | Disinfectants (ISO 10993, Part 1, Part 2, Part 3, Part 4, Part 5, Part 6, Part 10, Part 11, Part 12, Part 23, Part 33-Biocompatibility Test only) | Class B
Bioneeds India Private Limited Sy. No. 135/2, 136/l B, NH -4, Sompura Hobli, Devarahosahally, Nelamangala Taluk, Bengaluru (Bangalore) Rural, Karnataka Pincode: 562111 | TL/MD/2024/000001 | 09-Jan-2024 | Disposable Hypodermic Syringes (ISO 10993, Part 1, Part 2, Part 3, Part 4, Part 5, Part 6, Part 10, Part 11, Part 12, Part 23, Part 33-Biocompatibility Test only) | Class B
Bioneeds India Private Limited Sy. No. 135/2, 136/l B, NH -4, Sompura Hobli, Devarahosahally, Nelamangala Taluk, Bengaluru (Bangalore) Rural, Karnataka Pincode: 562111 | TL/MD/2024/000001 | 09-Jan-2024 | Disposable Perfusion sets (ISO 10993, Part 1, Part 2, Part 3, Part 4, Part 5, Part 6, Part 10, Part 11, Part 12, Part 23, Part 33-Biocompatibility Test only) | Class B
Bioneeds India Private Limited Sy. No. 135/2, 136/l B, NH -4, Sompura Hobli, Devarahosahally, Nelamangala Taluk, Bengaluru (Bangalore) Rural, Karnataka Pincode: 562111 | TL/MD/2024/000001 | 09-Jan-2024 | Disposable Surgicals (ISO 10993, Part 1, Part 2, Part 3, Part 4, Part 5, Part 6, Part 10, Part 11, Part 12, Part 23, Part 33-Biocompatibility Test only) | Class B
Bioneeds India Private Limited Sy. No. 135/2, 136/l B, NH -4, Sompura Hobli, Devarahosahally, Nelamangala Taluk, Bengaluru (Bangalore) Rural, Karnataka Pincode: 562111 | TL/MD/2024/000001 | 09-Jan-2024 | IV Cannulae (ISO 10993, Part 1, Part 2, Part 3, Part 4, Part 5, Part 6, Part 10, Part 11, Part 12, Part 23, Part 33-Biocompatibility Test only) | Class B
Bioneeds India Private Limited Sy. No. 135/2, 136/l B, NH -4, Sompura Hobli, Devarahosahally, Nelamangala Taluk, Bengaluru (Bangalore) Rural, Karnataka Pincode: 562111 | TL/MD/2024/000001 | 09-Jan-2024 | Orthopaedic Implants (ISO 10993, Part 1, Part 2, Part 3, Part 4, Part 5, Part 6, Part 10, Part 11, Part 12, Part 23, Part 33-Biocompatibility Test only) | Class B
Bioneeds India Private Limited Sy. No. 135/2, 136/l B, NH -4, Sompura Hobli, Devarahosahally, Nelamangala Taluk, Bengaluru (Bangalore) Rural, Karnataka Pincode: 562111 | TL/MD/2024/000001 | 09-Jan-2024 | Scalp Vein Set (ISO 10993, Part 1, Part 2, Part 3, Part 4, Part 5, Part 6, Part 10, Part 11, Part 12, Part 23, Part 33-Biocompatibility Test only) | Class B
Bioneeds India Private Limited Sy. No. 135/2, 136/l B, NH -4, Sompura Hobli, Devarahosahally, Nelamangala Taluk, Bengaluru (Bangalore) Rural, Karnataka Pincode: 562111 | TL/MD/2024/000001 | 09-Jan-2024 | Surgical Dressings (ISO 10993, Part 1, Part 2, Part 3, Part 4, Part 5, Part 6, Part 10, Part 11, Part 12, Part 23, Part 33-Biocompatibility Test only) | Class B
Bioneeds India Private Limited Sy. No. 135/2, 136/l B, NH -4, Sompura Hobli, Devarahosahally, Nelamangala Taluk, Bengaluru (Bangalore) Rural, Karnataka Pincode: 562111 | TL/MD/2024/000001 | 09-Jan-2024 | Ablation Device (ISO 10993, Part 1, Part 2, Part 3, Part 4, Part 5, Part 6, Part 10, Part 11, Part 12, Part 23, Part 33-Biocompatibility Test only) | Class C
Bioneeds India Private Limited Sy. No. 135/2, 136/l B, NH -4, Sompura Hobli, Devarahosahally, Nelamangala Taluk, Bengaluru (Bangalore) Rural, Karnataka Pincode: 562111 | TL/MD/2024/000001 | 09-Jan-2024 | Analgesics(ISO 10993, Part 1, Part 2, Part 3, Part 4, Part 5, Part 6, Part 10, Part 11, Part 12, Part 23, Part 33-Biocompatibility Test only) | Class C
Bioneeds India Private Limited Sy. No. 135/2, 136/l B, NH -4, Sompura Hobli, Devarahosahally, Nelamangala Taluk, Bengaluru (Bangalore) Rural, Karnataka Pincode: 562111 | TL/MD/2024/000001 | 09-Jan-2024 | Blood Bags (ISO 10993, Part 1, Part 2, Part 3, Part 4, Part 5, Part 6, Part 10, Part 11, Part 12, Part 23, Part 33-Biocompatibility Test only) | Class C
Bioneeds India Private Limited Sy. No. 135/2, 136/l B, NH -4, Sompura Hobli, Devarahosahally, Nelamangala Taluk, Bengaluru (Bangalore) Rural, Karnataka Pincode: 562111 | TL/MD/2024/000001 | 09-Jan-2024 | Bone Cements (ISO 10993, Part 1, Part 2, Part 3, Part 4, Part 5, Part 6, Part 10, Part 11, Part 12, Part 23, Part 33-Biocompatibility Test only) | Class C
Bioneeds India Private Limited Sy. No. 135/2, 136/l B, NH -4, Sompura Hobli, Devarahosahally, Nelamangala Taluk, Bengaluru (Bangalore) Rural, Karnataka Pincode: 562111 | TL/MD/2024/000001 | 09-Jan-2024 | Catheters (ISO 10993, Part 1, Part 2, Part 3, Part 4, Part 5, Part 6, Part 10, Part 11, Part 12, Part 23, Part 33-Biocompatibility Test only) | Class C
Bioneeds India Private Limited Sy. No. 135/2, 136/l B, NH -4, Sompura Hobli, Devarahosahally, Nelamangala Taluk, Bengaluru (Bangalore) Rural, Karnataka Pincode: 562111 | TL/MD/2024/000001 | 09-Jan-2024 | Cochlear Implants (ISO 10993, Part 1, Part 2, Part 3, Part 4, Part 5, Part 6, Part 10, Part 11, Part 12, Part 23, Part 33-Biocompatibility Test only) | Class C
Bioneeds India Private Limited Sy. No. 135/2, 136/l B, NH -4, Sompura Hobli, Devarahosahally, Nelamangala Taluk, Bengaluru (Bangalore) Rural, Karnataka Pincode: 562111 | TL/MD/2024/000001 | 09-Jan-2024 | Contraceptives (ISO 10993, Part 1, Part 2, Part 3, Part 4, Part 5, Part 6, Part 10, Part 11, Part 12, Part 23, Part 33-Biocompatibility Test only) | Class C
Bioneeds India Private Limited Sy. No. 135/2, 136/l B, NH -4, Sompura Hobli, Devarahosahally, Nelamangala Taluk, Bengaluru (Bangalore) Rural, Karnataka Pincode: 562111 | TL/MD/2024/000001 | 09-Jan-2024 | Dental crown/aligner (ISO 10993, Part 1, Part 2, Part 3, Part 4, Part 5, Part 6, Part 10, Part 11, Part 12, Part 23, Part 33-Biocompatibility Test only) | Class C
Bioneeds India Private Limited Sy. No. 135/2, 136/l B, NH -4, Sompura Hobli, Devarahosahally, Nelamangala Taluk, Bengaluru (Bangalore) Rural, Karnataka Pincode: 562111 | TL/MD/2024/000001 | 09-Jan-2024 | Disposable Hypodermic Syringes (ISO 10993, Part 1, Part 2, Part 3, Part 4, Part 5, Part 6, Part 10, Part 11, Part 12, Part 23, Part 33-Biocompatibility Test only) | Class C
Bioneeds India Private Limited Sy. No. 135/2, 136/l B, NH -4, Sompura Hobli, Devarahosahally, Nelamangala Taluk, Bengaluru (Bangalore) Rural, Karnataka Pincode: 562111 | TL/MD/2024/000001 | 09-Jan-2024 | Disposable Perfusion sets (ISO 10993, Part 1, Part 2, Part 3, Part 4, Part 5, Part 6, Part 10, Part 11, Part 12, Part 23, Part 33-Biocompatibility Test only) | Class C
Bioneeds India Private Limited Sy. No. 135/2, 136/l B, NH -4, Sompura Hobli, Devarahosahally, Nelamangala Taluk, Bengaluru (Bangalore) Rural, Karnataka Pincode: 562111 | TL/MD/2024/000001 | 09-Jan-2024 | Heamostats (ISO 10993, Part 1, Part 2, Part 3, Part 4, Part 5, Part 6, Part 10, Part 11, Part 12, Part 23, Part 33-Biocompatibility Test only) | Class C
Bioneeds India Private Limited Sy. No. 135/2, 136/l B, NH -4, Sompura Hobli, Devarahosahally, Nelamangala Taluk, Bengaluru (Bangalore) Rural, Karnataka Pincode: 562111 | TL/MD/2024/000001 | 09-Jan-2024 | Internal Prosthetic Replacements (ISO 10993, Part 1, Part 2, Part 3, Part 4, Part 5, Part 6, Part 10, Part 11, Part 12, Part 23, Part 33-Biocompatibility Test only) | Class C
Bioneeds India Private Limited Sy. No. 135/2, 136/l B, NH -4, Sompura Hobli, Devarahosahally, Nelamangala Taluk, Bengaluru (Bangalore) Rural, Karnataka Pincode: 562111 | TL/MD/2024/000001 | 09-Jan-2024 | Intra Ocular Lenses(ISO 10993, Part 1, Part 2, Part 3, Part 4, Part 5, Part 6, Part 10, Part 11, Part 12, Part 23, Part 33, ISO 11979, Part 5-Biocompatibility Test only) | Class C
Bioneeds India Private Limited Sy. No. 135/2, 136/l B, NH -4, Sompura Hobli, Devarahosahally, Nelamangala Taluk, Bengaluru (Bangalore) Rural, Karnataka Pincode: 562111 | TL/MD/2024/000001 | 09-Jan-2024 | IV Cannulae (ISO 10993, Part 1, Part 2, Part 3, Part 4, Part 5, Part 6, Part 10, Part 11, Part 12, Part 23, Part 33-Biocompatibility Test only) | Class C
Bioneeds India Private Limited Sy. No. 135/2, 136/l B, NH -4, Sompura Hobli, Devarahosahally, Nelamangala Taluk, Bengaluru (Bangalore) Rural, Karnataka Pincode: 562111 | TL/MD/2024/000001 | 09-Jan-2024 | Orthopaedic Implants (ISO 10993, Part 1, Part 2, Part 3, Part 4, Part 5, Part 6, Part 10, Part 11, Part 12, Part 23, Part 33-Biocompatibility Test only) | Class C
Bioneeds India Private Limited Sy. No. 135/2, 136/l B, NH -4, Sompura Hobli, Devarahosahally, Nelamangala Taluk, Bengaluru (Bangalore) Rural, Karnataka Pincode: 562111 | TL/MD/2024/000001 | 09-Jan-2024 | Surgical Dressings (ISO 10993, Part 1, Part 2, Part 3, Part 4, Part 5, Part 6, Part 10, Part 11, Part 12, Part 23, Part 33-Biocompatibility Test only) | Class C
Bioneeds India Private Limited Sy. No. 135/2, 136/l B, NH -4, Sompura Hobli, Devarahosahally, Nelamangala Taluk, Bengaluru (Bangalore) Rural, Karnataka Pincode: 562111 | TL/MD/2024/000001 | 09-Jan-2024 | Cardiac Stents (ISO 10993, Part 1, Part 2, Part 3, Part 4, Part 5, Part 6, Part 10, Part 11, Part 12, Part 23, Part 33-Biocompatibility Test only) | Class D
Bioneeds India Private Limited Sy. No. 135/2, 136/l B, NH -4, Sompura Hobli, Devarahosahally, Nelamangala Taluk, Bengaluru (Bangalore) Rural, Karnataka Pincode: 562111 | TL/MD/2024/000001 | 09-Jan-2024 | Catheters (ISO 10993, Part 1, Part 2, Part 3, Part 4, Part 5, Part 6, Part 10, Part 11, Part 12, Part 23, Part 33-Biocompatibility Test only) | Class D
Bioneeds India Private Limited Sy. No. 135/2, 136/l B, NH -4, Sompura Hobli, Devarahosahally, Nelamangala Taluk, Bengaluru (Bangalore) Rural, Karnataka Pincode: 562111 | TL/MD/2024/000001 | 09-Jan-2024 | Contraceptives (ISO 10993, Part 1, Part 2, Part 3, Part 4, Part 5, Part 6, Part 10, Part 11, Part 12, Part 23, Part 33-Biocompatibility Test only) | Class D
Bioneeds India Private Limited Sy. No. 135/2, 136/l B, NH -4, Sompura Hobli, Devarahosahally, Nelamangala Taluk, Bengaluru (Bangalore) Rural, Karnataka Pincode: 562111 | TL/MD/2024/000001 | 09-Jan-2024 | Drug Eluting Stents (ISO 10993, Part 1, Part 2, Part 3, Part 4, Part 5, Part 6, Part 10, Part 11, Part 12, Part 23, Part 33-Biocompatibility Test only) | Class D
Bioneeds India Private Limited Sy. No. 135/2, 136/l B, NH -4, Sompura Hobli, Devarahosahally, Nelamangala Taluk, Bengaluru (Bangalore) Rural, Karnataka Pincode: 562111 | TL/MD/2024/000001 | 09-Jan-2024 | Heart Valves (ISO 10993, Part 1, Part 2, Part 3, Part 4, Part 5, Part 6, Part 10, Part 11, Part 12, Part 23, Part 33-Biocompatibility Test only) | Class D
Bioneeds India Private Limited Sy. No. 135/2, 136/l B, NH -4, Sompura Hobli, Devarahosahally, Nelamangala Taluk, Bengaluru (Bangalore) Rural, Karnataka Pincode: 562111 | TL/MD/2024/000001 | 09-Jan-2024 | Internal Prosthetic Replacements (ISO 10993, Part 1, Part 2, Part 3, Part 4, Part 5, Part 6, Part 10, Part 11, Part 12, Part 23, Part 33-Biocompatibility Test only) | Class D
Bioneeds India Private Limited Sy. No. 135/2, 136/l B, NH -4, Sompura Hobli, Devarahosahally, Nelamangala Taluk, Bengaluru (Bangalore) Rural, Karnataka Pincode: 562111 | TL/MD/2024/000001 | 09-Jan-2024 | Orthopaedic Implants (ISO 10993, Part 1, Part 2, Part 3, Part 4, Part 5, Part 6, Part 10, Part 11, Part 12, Part 23, Part 33-Biocompatibility Test only) | Class D
Bioneeds India Private Limited Sy. No. 135/2, 136/l B, NH -4, Sompura Hobli, Devarahosahally, Nelamangala Taluk, Bengaluru (Bangalore) Rural, Karnataka Pincode: 562111 | TL/MD/2024/000001 | 09-Jan-2024 | Surgical Dressings (ISO 10993, Part 1, Part 2, Part 3, Part 4, Part 5, Part 6, Part 10, Part 11, Part 12, Part 23, Part 33-Biocompatibility Test only) | Class D
Bioscience Research Foundation 84, Sengadu, Kanchipuram, Tamil Nadu Pincode: 602002 | TL/MD/2024/000010 | 18-Jul-2024 | Gloves - Bioburden estimation (ISO 11737-1) | Class A
Bioscience Research Foundation 84, Sengadu, Kanchipuram, Tamil Nadu Pincode: 602002 | TL/MD/2024/000010 | 18-Jul-2024 | Gloves - Sterility test (USP 71) | Class A
Bioscience Research Foundation 84, Sengadu, Kanchipuram, Tamil Nadu Pincode: 602002 | TL/MD/2024/000010 | 18-Jul-2024 | Surgical Products - Bioburden estimation (ISO 11737-1) | Class A
Bioscience Research Foundation 84, Sengadu, Kanchipuram, Tamil Nadu Pincode: 602002 | TL/MD/2024/000010 | 18-Jul-2024 | Surgical Products - Sterility test (USP 71) | Class A
Bioscience Research Foundation 84, Sengadu, Kanchipuram, Tamil Nadu Pincode: 602002 | TL/MD/2024/000010 | 18-Jul-2024 | Catheters- Bioburden estimation - (ISO 11737-1) | Class B
Bioscience Research Foundation 84, Sengadu, Kanchipuram, Tamil Nadu Pincode: 602002 | TL/MD/2024/000010 | 18-Jul-2024 | Catheters- Sterility test (USP 71) | Class B
Bioscience Research Foundation 84, Sengadu, Kanchipuram, Tamil Nadu Pincode: 602002 | TL/MD/2024/000010 | 18-Jul-2024 | Disposable Hypodermic Needle- Bioburden estimation (ISO 11737-1) | Class B
Bioscience Research Foundation 84, Sengadu, Kanchipuram, Tamil Nadu Pincode: 602002 | TL/MD/2024/000010 | 18-Jul-2024 | Disposable Hypodermic Needle - Sterility test (USP 71) | Class B
Bioscience Research Foundation 84, Sengadu, Kanchipuram, Tamil Nadu Pincode: 602002 | TL/MD/2024/000010 | 18-Jul-2024 | Sutures- Bioburden estimation (ISO 11737-1) | Class B
Bioscience Research Foundation 84, Sengadu, Kanchipuram, Tamil Nadu Pincode: 602002 | TL/MD/2024/000010 | 18-Jul-2024 | Sutures - Sterility test (USP 71) | Class B
Bioscience Research Foundation 84, Sengadu, Kanchipuram, Tamil Nadu Pincode: 602002 | TL/MD/2024/000010 | 18-Jul-2024 | Catheters- Bioburden estimation - (ISO 11737-1) | Class C
Bioscience Research Foundation 84, Sengadu, Kanchipuram, Tamil Nadu Pincode: 602002 | TL/MD/2024/000010 | 18-Jul-2024 | Catheters- Sterility test (USP 71) | Class C
Bioscience Research Foundation 84, Sengadu, Kanchipuram, Tamil Nadu Pincode: 602002 | TL/MD/2024/000010 | 18-Jul-2024 | Implant - Bioburden estimation (ISO 11737-1) | Class C
Bioscience Research Foundation 84, Sengadu, Kanchipuram, Tamil Nadu Pincode: 602002 | TL/MD/2024/000010 | 18-Jul-2024 | Implant- Sterility test (USP 71) | Class C
Bioscience Research Foundation 84, Sengadu, Kanchipuram, Tamil Nadu Pincode: 602002 | TL/MD/2024/000010 | 18-Jul-2024 | Implant - Bioburden estimation (ISO 11737-1) | Class D
Bioscience Research Foundation 84, Sengadu, Kanchipuram, Tamil Nadu Pincode: 602002 | TL/MD/2024/000010 | 18-Jul-2024 | Implant - Sterility test (USP 71) | Class D
Bioscience Research Foundation 84, Sengadu, Kanchipuram, Tamil Nadu Pincode: 602002 | TL/MD/2024/000010 | 18-Jul-2024 | Stents- Bioburden estimation - (ISO 11737-1) | Class D
Bioscience Research Foundation 84, Sengadu, Kanchipuram, Tamil Nadu Pincode: 602002 | TL/MD/2024/000010 | 18-Jul-2024 | Stents- Sterility test (USP 71) | Class D
Brothers Laboratories Pvt. Ltd 103, D-3, Industrial Area Jhotwara, Jaipur, Jaipur, Rajasthan Pincode: 302012 | TL/MD/2021/000004 | 21-May-2021 | Surgical Dressings | Class A
Brothers Laboratories Pvt. Ltd 103, D-3, Industrial Area Jhotwara, Jaipur, Jaipur, Rajasthan Pincode: 302012 | TL/MD/2021/000004 | 21-May-2021 | Catheters | Class B
Brothers Laboratories Pvt. Ltd 103, D-3, Industrial Area Jhotwara, Jaipur, Jaipur, Rajasthan Pincode: 302012 | TL/MD/2021/000004 | 21-May-2021 | Disinfectants | Class B
Brothers Laboratories Pvt. Ltd 103, D-3, Industrial Area Jhotwara, Jaipur, Jaipur, Rajasthan Pincode: 302012 | TL/MD/2021/000004 | 21-May-2021 | Disposable Hypodermic Needles | Class B
Brothers Laboratories Pvt. Ltd 103, D-3, Industrial Area Jhotwara, Jaipur, Jaipur, Rajasthan Pincode: 302012 | TL/MD/2021/000004 | 21-May-2021 | Disposable Hypodermic Syringe | Class B
Brothers Laboratories Pvt. Ltd 103, D-3, Industrial Area Jhotwara, Jaipur, Jaipur, Rajasthan Pincode: 302012 | TL/MD/2021/000004 | 21-May-2021 | Disposable Perfusion Set | Class B
Brothers Laboratories Pvt. Ltd 103, D-3, Industrial Area Jhotwara, Jaipur, Jaipur, Rajasthan Pincode: 302012 | TL/MD/2021/000004 | 21-May-2021 | IV Canulae | Class B
Brothers Laboratories Pvt. Ltd 103, D-3, Industrial Area Jhotwara, Jaipur, Jaipur, Rajasthan Pincode: 302012 | TL/MD/2021/000004 | 21-May-2021 | Scalp Vein Set | Class B
Brothers Laboratories Pvt. Ltd 103, D-3, Industrial Area Jhotwara, Jaipur, Jaipur, Rajasthan Pincode: 302012 | TL/MD/2021/000004 | 21-May-2021 | Surgical Dressings | Class B
Cephas Life Sciences Private Limited III Floor, Module 313 and 314 Phase I, TICEL Bio Park Limited, No.5 CSIR Road, Taramani, Chennai., Chennai, Tamil Nadu Pincode: 600113 | TL/MD/2024/000006 | 05-Jun-2024 | Gauze swabs (Ethylene Oxide, Ethylene Chlorohydrin, Ethylene Glycol as per ISO 10993-7) | Class A
Cephas Life Sciences Private Limited III Floor, Module 313 and 314 Phase I, TICEL Bio Park Limited, No.5 CSIR Road, Taramani, Chennai., Chennai, Tamil Nadu Pincode: 600113 | TL/MD/2024/000006 | 05-Jun-2024 | Surgical Dressings (Ethylene Oxide, Ethylene Chlorohydrin, Ethylene Glycol as per ISO 10993-7) | Class A
Cephas Life Sciences Private Limited III Floor, Module 313 and 314 Phase I, TICEL Bio Park Limited, No.5 CSIR Road, Taramani, Chennai., Chennai, Tamil Nadu Pincode: 600113 | TL/MD/2024/000006 | 05-Jun-2024 | Y-Connector-perfusion set (1,1,1,2-Tetrachloroethane, 2,6-Di-tert-butyl-1, 4- benzoquinone, 3-5, Di-tert-butyl 4- hydroxybenzaldehyde, Antimony (Sb), Butylated Hydroxy Anisole as per ISO 10993-18) | Class A
Cephas Life Sciences Private Limited III Floor, Module 313 and 314 Phase I, TICEL Bio Park Limited, No.5 CSIR Road, Taramani, Chennai., Chennai, Tamil Nadu Pincode: 600113 | TL/MD/2024/000006 | 05-Jun-2024 | Y-Connector-perfusion set (Chromium (Cr), Chrysene, Di-isobutyl Phthalate, Diphenylamine, Gold (Au), Hexachlorobutadiene, Irgafos 168, Irganox 1076 as per ISO 10993-18) | Class A
Cephas Life Sciences Private Limited III Floor, Module 313 and 314 Phase I, TICEL Bio Park Limited, No.5 CSIR Road, Taramani, Chennai., Chennai, Tamil Nadu Pincode: 600113 | TL/MD/2024/000006 | 05-Jun-2024 | Y-Connector-perfusion set (Lead (Pb), Nickel (Ni), N-Nitrosodimethylamine, N-Nitrosopyrrolidine, Phenanthrene, Platinum (Pt), Ruthenium (Ru), Tin (Sn) as per ISO 10993-18) | Class A
Cephas Life Sciences Private Limited III Floor, Module 313 and 314 Phase I, TICEL Bio Park Limited, No.5 CSIR Road, Taramani, Chennai., Chennai, Tamil Nadu Pincode: 600113 | TL/MD/2024/000006 | 05-Jun-2024 | Arterial Catheter (1,1,1,2-Tetrachloroethane, 2,6-Di-tert-butyl-1,4-benzoquinone, 3-5, Di-tert-butyl 4-hydroxybenzaldehyde, Antimony(Sb), ButylatedHydroxyAnisole as per ISO 10993-18) | Class B
Cephas Life Sciences Private Limited III Floor, Module 313 and 314 Phase I, TICEL Bio Park Limited, No.5 CSIR Road, Taramani, Chennai., Chennai, Tamil Nadu Pincode: 600113 | TL/MD/2024/000006 | 05-Jun-2024 | Arterial Catheter (Chromium (Cr), Chrysene, Di-isobutyl Phthalate, Diphenylamine, Gold (Au), Hexachlorobutadiene, Irgafos 168, Irganox 1076 as per ISO 10993-18) | Class B
Cephas Life Sciences Private Limited III Floor, Module 313 and 314 Phase I, TICEL Bio Park Limited, No.5 CSIR Road, Taramani, Chennai., Chennai, Tamil Nadu Pincode: 600113 | TL/MD/2024/000006 | 05-Jun-2024 | Arterial Catheter (Lead (Pb), Nickel (Ni), N-Nitrosodimethylamine, N-Nitrosopyrrolidine, Phenanthrene, Platinum (Pt), Ruthenium (Ru), Tin (Sn) as per ISO 10993-18) | Class B
Cephas Life Sciences Private Limited III Floor, Module 313 and 314 Phase I, TICEL Bio Park Limited, No.5 CSIR Road, Taramani, Chennai., Chennai, Tamil Nadu Pincode: 600113 | TL/MD/2024/000006 | 05-Jun-2024 | balloon catheter (Ethylene Oxide, Ethylene Chlorohydrin, Ethylene Glycol as per ISO 10993-7) | Class B
Cephas Life Sciences Private Limited III Floor, Module 313 and 314 Phase I, TICEL Bio Park Limited, No.5 CSIR Road, Taramani, Chennai., Chennai, Tamil Nadu Pincode: 600113 | TL/MD/2024/000006 | 05-Jun-2024 | Bone Wire (1,1,1,2-Tetrachloroethane, 2,6-Di-tert-butyl-1, 4- benzoquinone, 3-5, Di-tert-butyl 4- hydroxybenzaldehyde, Antimony (Sb), Butylated Hydroxy Anisole as per ISO 10993-18) | Class B
Cephas Life Sciences Private Limited III Floor, Module 313 and 314 Phase I, TICEL Bio Park Limited, No.5 CSIR Road, Taramani, Chennai., Chennai, Tamil Nadu Pincode: 600113 | TL/MD/2024/000006 | 05-Jun-2024 | Bone Wire (Chromium (Cr), Chrysene, Di-isobutyl Phthalate, Diphenylamine, Gold (Au), Hexachlorobutadiene, Irgafos 168, Irganox 1076 as per ISO 10993-18) | Class B
Cephas Life Sciences Private Limited III Floor, Module 313 and 314 Phase I, TICEL Bio Park Limited, No.5 CSIR Road, Taramani, Chennai., Chennai, Tamil Nadu Pincode: 600113 | TL/MD/2024/000006 | 05-Jun-2024 | Bone Wire (Lead (Pb), Nickel (Ni), N-Nitrosodimethylamine, N-Nitrosopyrrolidine, Phenanthrene, Platinum (Pt), Ruthenium (Ru), Tin (Sn) as per ISO 10993-18) | Class B
Cephas Life Sciences Private Limited III Floor, Module 313 and 314 Phase I, TICEL Bio Park Limited, No.5 CSIR Road, Taramani, Chennai., Chennai, Tamil Nadu Pincode: 600113 | TL/MD/2024/000006 | 05-Jun-2024 | Closed wound suction unit (Ethylene Oxide, Ethylene Chlorohydrin, Ethylene Glycol as per ISO 10993-7) | Class B
Cephas Life Sciences Private Limited III Floor, Module 313 and 314 Phase I, TICEL Bio Park Limited, No.5 CSIR Road, Taramani, Chennai., Chennai, Tamil Nadu Pincode: 600113 | TL/MD/2024/000006 | 05-Jun-2024 | Closed wound suction unit(Ethylene Oxide, Ethylene Chlorohydrin, Ethylene Glycol as per ISO 10993-7) | Class B
Cephas Life Sciences Private Limited III Floor, Module 313 and 314 Phase I, TICEL Bio Park Limited, No.5 CSIR Road, Taramani, Chennai., Chennai, Tamil Nadu Pincode: 600113 | TL/MD/2024/000006 | 05-Jun-2024 | Disposable Hypodermic Needles (1,1,1,2-Tetrachloroethane, 2,6-Di-tert-butyl-1, 4- benzoquinone, 3-5, Di-tert-butyl 4- hydroxybenzaldehyde, Antimony (Sb), Butylated Hydroxy Anisole as per ISO 10993-18) | Class B
Cephas Life Sciences Private Limited III Floor, Module 313 and 314 Phase I, TICEL Bio Park Limited, No.5 CSIR Road, Taramani, Chennai., Chennai, Tamil Nadu Pincode: 600113 | TL/MD/2024/000006 | 05-Jun-2024 | Disposable Hypodermic Needles (Chromium (Cr), Chrysene, Di-isobutyl Phthalate, Diphenylamine, Gold (Au), Hexachlorobutadiene, Irgafos 168, Irganox 1076 as per ISO 10993-18) | Class B
Cephas Life Sciences Private Limited III Floor, Module 313 and 314 Phase I, TICEL Bio Park Limited, No.5 CSIR Road, Taramani, Chennai., Chennai, Tamil Nadu Pincode: 600113 | TL/MD/2024/000006 | 05-Jun-2024 | Disposable Hypodermic Needles(Ethylene Oxide, Ethylene Chlorohydrin, Ethylene Glycol as per ISO 10993-7) | Class B
Cephas Life Sciences Private Limited III Floor, Module 313 and 314 Phase I, TICEL Bio Park Limited, No.5 CSIR Road, Taramani, Chennai., Chennai, Tamil Nadu Pincode: 600113 | TL/MD/2024/000006 | 05-Jun-2024 | Disposable Hypodermic Needles (Lead (Pb), Nickel (Ni), N-Nitrosodimethylamine, N-Nitrosopyrrolidine, Phenanthrene, Platinum (Pt), Ruthenium (Ru), Tin (Sn) as per ISO 10993-18) | Class B
Cephas Life Sciences Private Limited III Floor, Module 313 and 314 Phase I, TICEL Bio Park Limited, No.5 CSIR Road, Taramani, Chennai., Chennai, Tamil Nadu Pincode: 600113 | TL/MD/2024/000006 | 05-Jun-2024 | disposable scalp vein set (Ethylene Oxide, Ethylene Chlorohydrin, Ethylene Glycol as per ISO 10993-7) | Class B
Cephas Life Sciences Private Limited III Floor, Module 313 and 314 Phase I, TICEL Bio Park Limited, No.5 CSIR Road, Taramani, Chennai., Chennai, Tamil Nadu Pincode: 600113 | TL/MD/2024/000006 | 05-Jun-2024 | Gastrointestinal Tube (1,1,1,2-Tetrachloroethane, 2,6-Di-tert-butyl-1, 4- benzoquinone, 3-5, Di-tert-butyl 4- hydroxybenzaldehyde, Antimony (Sb), Butylated Hydroxy Anisole as per ISO 10993-18) | Class B
Cephas Life Sciences Private Limited III Floor, Module 313 and 314 Phase I, TICEL Bio Park Limited, No.5 CSIR Road, Taramani, Chennai., Chennai, Tamil Nadu Pincode: 600113 | TL/MD/2024/000006 | 05-Jun-2024 | Gastrointestinal Tube (Chromium (Cr), Chrysene, Di-isobutyl Phthalate, Diphenylamine, Gold (Au), Hexachlorobutadiene, Irgafos 168, Irganox 1076 as per ISO 10993-18) | Class B
Cephas Life Sciences Private Limited III Floor, Module 313 and 314 Phase I, TICEL Bio Park Limited, No.5 CSIR Road, Taramani, Chennai., Chennai, Tamil Nadu Pincode: 600113 | TL/MD/2024/000006 | 05-Jun-2024 | Gastrointestinal Tube (Lead (Pb), Nickel (Ni), N-Nitrosodimethylamine, N-Nitrosopyrrolidine, Phenanthrene, Platinum (Pt), Ruthenium (Ru), Tin (Sn) as per ISO 10993-18) | Class B
Cephas Life Sciences Private Limited III Floor, Module 313 and 314 Phase I, TICEL Bio Park Limited, No.5 CSIR Road, Taramani, Chennai., Chennai, Tamil Nadu Pincode: 600113 | TL/MD/2024/000006 | 05-Jun-2024 | Hemodialysis Cannula (1,1,1,2-Tetrachloroethane, 2,6-Di-tert-butyl-1, 4- benzoquinone, 3-5, Di-tert-butyl 4- hydroxybenzaldehyde, Antimony (Sb), Butylated Hydroxy Anisole as per ISO 10993-18) | Class B
Cephas Life Sciences Private Limited III Floor, Module 313 and 314 Phase I, TICEL Bio Park Limited, No.5 CSIR Road, Taramani, Chennai., Chennai, Tamil Nadu Pincode: 600113 | TL/MD/2024/000006 | 05-Jun-2024 | Hemodialysis Cannula (Chromium (Cr), Chrysene, Di-isobutyl Phthalate, Diphenylamine, Gold (Au), Hexachlorobutadiene, Irgafos 168, Irganox 1076 as per ISO 10993-18) | Class B
Cephas Life Sciences Private Limited III Floor, Module 313 and 314 Phase I, TICEL Bio Park Limited, No.5 CSIR Road, Taramani, Chennai., Chennai, Tamil Nadu Pincode: 600113 | TL/MD/2024/000006 | 05-Jun-2024 | Hemodialysis Cannula (Lead (Pb), Nickel (Ni), N-Nitrosodimethylamine, N-Nitrosopyrrolidine, Phenanthrene, Platinum (Pt), Ruthenium (Ru), Tin (Sn) as per ISO 10993-18) | Class B
Cephas Life Sciences Private Limited III Floor, Module 313 and 314 Phase I, TICEL Bio Park Limited, No.5 CSIR Road, Taramani, Chennai., Chennai, Tamil Nadu Pincode: 600113 | TL/MD/2024/000006 | 05-Jun-2024 | Hypodermic disposable syringe (Ethylene Oxide, Ethylene Chlorohydrin, Ethylene Glycol as per ISO 10993-7) | Class B
Cephas Life Sciences Private Limited III Floor, Module 313 and 314 Phase I, TICEL Bio Park Limited, No.5 CSIR Road, Taramani, Chennai., Chennai, Tamil Nadu Pincode: 600113 | TL/MD/2024/000006 | 05-Jun-2024 | Insulin pen needle (Ethylene Oxide, Ethylene Chlorohydrin, Ethylene Glycol as per ISO 10993-7) | Class B
Cephas Life Sciences Private Limited III Floor, Module 313 and 314 Phase I, TICEL Bio Park Limited, No.5 CSIR Road, Taramani, Chennai., Chennai, Tamil Nadu Pincode: 600113 | TL/MD/2024/000006 | 05-Jun-2024 | Intra Osseous Fixation Wire (1,1,1,2-Tetrachloroethane, 2,6-Di-tert-butyl-1,4-benzoquinone, 3-5, Di-tert-butyl 4-hydroxybenzaldehyde, Antimony(Sb), ButylatedHydroxyAnisole as per ISO 10993-18) | Class B
Cephas Life Sciences Private Limited III Floor, Module 313 and 314 Phase I, TICEL Bio Park Limited, No.5 CSIR Road, Taramani, Chennai., Chennai, Tamil Nadu Pincode: 600113 | TL/MD/2024/000006 | 05-Jun-2024 | Intra Osseous Fixation Wire (Chromium (Cr), Chrysene, Di-isobutyl Phthalate, Diphenylamine, Gold (Au), Hexachlorobutadiene, Irgafos 168, Irganox 1076 as per ISO 10993-18) | Class B
Cephas Life Sciences Private Limited III Floor, Module 313 and 314 Phase I, TICEL Bio Park Limited, No.5 CSIR Road, Taramani, Chennai., Chennai, Tamil Nadu Pincode: 600113 | TL/MD/2024/000006 | 05-Jun-2024 | Intra Osseous Fixation Wire (Lead (Pb), Nickel (Ni), N-Nitrosodimethylamine, N-Nitrosopyrrolidine, Phenanthrene, Platinum (Pt), Ruthenium (Ru), Tin (Sn) as per ISO 10993-18) | Class B
Cephas Life Sciences Private Limited III Floor, Module 313 and 314 Phase I, TICEL Bio Park Limited, No.5 CSIR Road, Taramani, Chennai., Chennai, Tamil Nadu Pincode: 600113 | TL/MD/2024/000006 | 05-Jun-2024 | Intravenous Cannula (1,1,1,2-Tetrachloroethane, 2,6-Di-tert-butyl-1, 4- benzoquinone, 3-5, Di-tert-butyl 4- hydroxybenzaldehyde, Antimony (Sb), Butylated Hydroxy Anisole as per ISO 10993-18) | Class B
Cephas Life Sciences Private Limited III Floor, Module 313 and 314 Phase I, TICEL Bio Park Limited, No.5 CSIR Road, Taramani, Chennai., Chennai, Tamil Nadu Pincode: 600113 | TL/MD/2024/000006 | 05-Jun-2024 | Intravenous Cannula (Chromium (Cr), Chrysene, Di-isobutyl Phthalate, Diphenylamine, Gold (Au), Hexachlorobutadiene, Irgafos 168, Irganox 1076 as per ISO 10993-18) | Class B
Cephas Life Sciences Private Limited III Floor, Module 313 and 314 Phase I, TICEL Bio Park Limited, No.5 CSIR Road, Taramani, Chennai., Chennai, Tamil Nadu Pincode: 600113 | TL/MD/2024/000006 | 05-Jun-2024 | Intravenous Cannula (Lead (Pb), Nickel (Ni), N-Nitrosodimethylamine, N-Nitrosopyrrolidine, Phenanthrene, Platinum (Pt), Ruthenium (Ru), Tin (Sn) as per ISO 10993-18) | Class B
Cephas Life Sciences Private Limited III Floor, Module 313 and 314 Phase I, TICEL Bio Park Limited, No.5 CSIR Road, Taramani, Chennai., Chennai, Tamil Nadu Pincode: 600113 | TL/MD/2024/000006 | 05-Jun-2024 | Intubation Tube (1,1,1,2-Tetrachloroethane, 2,6-Di-tert-butyl-1, 4- benzoquinone, 3-5, Di-tert-butyl 4- hydroxybenzaldehyde, Antimony (Sb), Butylated Hydroxy Anisole as per ISO 10993-18) | Class B
Cephas Life Sciences Private Limited III Floor, Module 313 and 314 Phase I, TICEL Bio Park Limited, No.5 CSIR Road, Taramani, Chennai., Chennai, Tamil Nadu Pincode: 600113 | TL/MD/2024/000006 | 05-Jun-2024 | Intubation Tube (Chromium (Cr), Chrysene, Di-isobutyl Phthalate, Diphenylamine, Gold (Au), Hexachlorobutadiene, Irgafos 168, Irganox 1076 as per ISO 10993-18) | Class B
Cephas Life Sciences Private Limited III Floor, Module 313 and 314 Phase I, TICEL Bio Park Limited, No.5 CSIR Road, Taramani, Chennai., Chennai, Tamil Nadu Pincode: 600113 | TL/MD/2024/000006 | 05-Jun-2024 | Intubation Tube (Lead (Pb), Nickel (Ni), N-Nitrosodimethylamine, N-Nitrosopyrrolidine, Phenanthrene, Platinum (Pt), Ruthenium (Ru), Tin (Sn) as per ISO 10993-18) | Class B
Cephas Life Sciences Private Limited III Floor, Module 313 and 314 Phase I, TICEL Bio Park Limited, No.5 CSIR Road, Taramani, Chennai., Chennai, Tamil Nadu Pincode: 600113 | TL/MD/2024/000006 | 05-Jun-2024 | I V Cannula(Ethylene Oxide, Ethylene Chlorohydrin, Ethylene Glycol as per ISO 10993-7) | Class B
Cephas Life Sciences Private Limited III Floor, Module 313 and 314 Phase I, TICEL Bio Park Limited, No.5 CSIR Road, Taramani, Chennai., Chennai, Tamil Nadu Pincode: 600113 | TL/MD/2024/000006 | 05-Jun-2024 | Nasal Oxygen Catheter (1,1,1,2-Tetrachloroethane, 2,6-Di-tert-butyl-1, 4- benzoquinone, 3-5, Di-tert-butyl 4- hydroxybenzaldehyde, Antimony (Sb), Butylated Hydroxy Anisole as per ISO 10993-18) | Class B
Cephas Life Sciences Private Limited III Floor, Module 313 and 314 Phase I, TICEL Bio Park Limited, No.5 CSIR Road, Taramani, Chennai., Chennai, Tamil Nadu Pincode: 600113 | TL/MD/2024/000006 | 05-Jun-2024 | Nasal Oxygen Catheter (Chromium (Cr), Chrysene, Di-isobutyl Phthalate, Diphenylamine, Gold (Au), Hexachlorobutadiene, Irgafos 168, Irganox 1076 as per ISO 10993-18) | Class B
Cephas Life Sciences Private Limited III Floor, Module 313 and 314 Phase I, TICEL Bio Park Limited, No.5 CSIR Road, Taramani, Chennai., Chennai, Tamil Nadu Pincode: 600113 | TL/MD/2024/000006 | 05-Jun-2024 | Nasal Oxygen Catheter (Lead (Pb), Nickel (Ni), N-Nitrosodimethylamine, N-Nitrosopyrrolidine, Phenanthrene, Platinum (Pt), Ruthenium (Ru), Tin (Sn) as per ISO 10993-18) | Class B
Cephas Life Sciences Private Limited III Floor, Module 313 and 314 Phase I, TICEL Bio Park Limited, No.5 CSIR Road, Taramani, Chennai., Chennai, Tamil Nadu Pincode: 600113 | TL/MD/2024/000006 | 05-Jun-2024 | Nephrostomy Catheter (1,1,1,2-Tetrachloroethane, 2,6-Di-tert-butyl-1, 4- benzoquinone, 3-5, Di-tert-butyl 4- hydroxybenzaldehyde, Antimony (Sb), Butylated Hydroxy Anisole as per ISO 10993-18) | Class B
Cephas Life Sciences Private Limited III Floor, Module 313 and 314 Phase I, TICEL Bio Park Limited, No.5 CSIR Road, Taramani, Chennai., Chennai, Tamil Nadu Pincode: 600113 | TL/MD/2024/000006 | 05-Jun-2024 | Nephrostomy Catheter (Chromium (Cr), Chrysene, Di-isobutyl Phthalate, Diphenylamine, Gold (Au), Hexachlorobutadiene, Irgafos 168, Irganox 1076 as per ISO 10993-18) | Class B
Cephas Life Sciences Private Limited III Floor, Module 313 and 314 Phase I, TICEL Bio Park Limited, No.5 CSIR Road, Taramani, Chennai., Chennai, Tamil Nadu Pincode: 600113 | TL/MD/2024/000006 | 05-Jun-2024 | Nephrostomy Catheter(Ethylene Oxide, Ethylene Chlorohydrin, Ethylene Glycol as per ISO 10993-7) | Class B
Cephas Life Sciences Private Limited III Floor, Module 313 and 314 Phase I, TICEL Bio Park Limited, No.5 CSIR Road, Taramani, Chennai., Chennai, Tamil Nadu Pincode: 600113 | TL/MD/2024/000006 | 05-Jun-2024 | Nephrostomy Catheter (Lead (Pb), Nickel (Ni), N-Nitrosodimethylamine, N-Nitrosopyrrolidine, Phenanthrene, Platinum (Pt), Ruthenium (Ru), Tin (Sn) as per ISO 10993-18) | Class B
Cephas Life Sciences Private Limited III Floor, Module 313 and 314 Phase I, TICEL Bio Park Limited, No.5 CSIR Road, Taramani, Chennai., Chennai, Tamil Nadu Pincode: 600113 | TL/MD/2024/000006 | 05-Jun-2024 | Orthodontic Guide Wire (1,1,1,2-Tetrachloroethane, 2,6-Di-tert-butyl-1, 4- benzoquinone, 3-5, Di-tert-butyl 4- hydroxybenzaldehyde, Antimony (Sb), Butylated Hydroxy Anisole as per ISO 10993-18) | Class B
Cephas Life Sciences Private Limited III Floor, Module 313 and 314 Phase I, TICEL Bio Park Limited, No.5 CSIR Road, Taramani, Chennai., Chennai, Tamil Nadu Pincode: 600113 | TL/MD/2024/000006 | 05-Jun-2024 | Orthodontic Guide Wire (Chromium (Cr), Chrysene, Di-isobutyl Phthalate, Diphenylamine, Gold (Au), Hexachlorobutadiene, Irgafos 168, Irganox 1076 as per ISO 10993-18) | Class B
Cephas Life Sciences Private Limited III Floor, Module 313 and 314 Phase I, TICEL Bio Park Limited, No.5 CSIR Road, Taramani, Chennai., Chennai, Tamil Nadu Pincode: 600113 | TL/MD/2024/000006 | 05-Jun-2024 | Orthodontic Guide Wire (Lead (Pb), Nickel (Ni), N-Nitrosodimethylamine, N-Nitrosopyrrolidine, Phenanthrene, Platinum (Pt), Ruthenium (Ru), Tin (Sn) as per ISO 10993-18) | Class B
Cephas Life Sciences Private Limited III Floor, Module 313 and 314 Phase I, TICEL Bio Park Limited, No.5 CSIR Road, Taramani, Chennai., Chennai, Tamil Nadu Pincode: 600113 | TL/MD/2024/000006 | 05-Jun-2024 | (Orthopaedic Implants) Plus Fit Screw (Ethylene Oxide, Ethylene Chlorohydrin, Ethylene Glycol as per ISO 10993-7) | Class B
Cephas Life Sciences Private Limited III Floor, Module 313 and 314 Phase I, TICEL Bio Park Limited, No.5 CSIR Road, Taramani, Chennai., Chennai, Tamil Nadu Pincode: 600113 | TL/MD/2024/000006 | 05-Jun-2024 | Perfusion Set (Ethylene Oxide, Ethylene Chlorohydrin, Ethylene Glycol as per ISO 10993-7) | Class B
Cephas Life Sciences Private Limited III Floor, Module 313 and 314 Phase I, TICEL Bio Park Limited, No.5 CSIR Road, Taramani, Chennai., Chennai, Tamil Nadu Pincode: 600113 | TL/MD/2024/000006 | 05-Jun-2024 | Perfusion sets for single use (1,1,1,2-Tetrachloroethane, 2,6-Di-tert-butyl-1, 4- benzoquinone, 3-5, Di-tert-butyl 4- hydroxybenzaldehyde, Antimony (Sb), Butylated Hydroxy Anisole as per ISO 10993-18) | Class B
Cephas Life Sciences Private Limited III Floor, Module 313 and 314 Phase I, TICEL Bio Park Limited, No.5 CSIR Road, Taramani, Chennai., Chennai, Tamil Nadu Pincode: 600113 | TL/MD/2024/000006 | 05-Jun-2024 | Perfusion sets for single use (Chromium (Cr), Chrysene, Di-isobutyl Phthalate, Diphenylamine, Gold (Au), Hexachlorobutadiene, Irgafos 168, Irganox 1076 as per ISO 10993-18) | Class B
Cephas Life Sciences Private Limited III Floor, Module 313 and 314 Phase I, TICEL Bio Park Limited, No.5 CSIR Road, Taramani, Chennai., Chennai, Tamil Nadu Pincode: 600113 | TL/MD/2024/000006 | 05-Jun-2024 | Perfusion sets for single use (Lead (Pb), Nickel (Ni), N-Nitrosodimethylamine, N-Nitrosopyrrolidine, Phenanthrene, Platinum (Pt), Ruthenium (Ru), Tin (Sn) as per ISO 10993-18) | Class B
Cephas Life Sciences Private Limited III Floor, Module 313 and 314 Phase I, TICEL Bio Park Limited, No.5 CSIR Road, Taramani, Chennai., Chennai, Tamil Nadu Pincode: 600113 | TL/MD/2024/000006 | 05-Jun-2024 | Retention Type Balloon Catheter (Ethylene Oxide, Ethylene Chlorohydrin, Ethylene Glycol as per ISO 10993-7) | Class B
Cephas Life Sciences Private Limited III Floor, Module 313 and 314 Phase I, TICEL Bio Park Limited, No.5 CSIR Road, Taramani, Chennai., Chennai, Tamil Nadu Pincode: 600113 | TL/MD/2024/000006 | 05-Jun-2024 | single use syringe (Ethylene Oxide, Ethylene Chlorohydrin, Ethylene Glycol as per ISO 10993-7) | Class B
Cephas Life Sciences Private Limited III Floor, Module 313 and 314 Phase I, TICEL Bio Park Limited, No.5 CSIR Road, Taramani, Chennai., Chennai, Tamil Nadu Pincode: 600113 | TL/MD/2024/000006 | 05-Jun-2024 | Sterile hypodermic syringes (1,1,1,2-Tetrachloroethane, 2,6-Di-tert-butyl-1, 4- benzoquinone, 3-5, Di-tert-butyl 4- hydroxybenzaldehyde, Antimony (Sb), Butylated Hydroxy Anisole as per ISO 10993-18) | Class B
Cephas Life Sciences Private Limited III Floor, Module 313 and 314 Phase I, TICEL Bio Park Limited, No.5 CSIR Road, Taramani, Chennai., Chennai, Tamil Nadu Pincode: 600113 | TL/MD/2024/000006 | 05-Jun-2024 | Sterile hypodermic syringes (Chromium (Cr), Chrysene, Di-isobutyl Phthalate, Diphenylamine, Gold (Au), Hexachlorobutadiene, Irgafos 168, Irganox 1076 as per ISO 10993-18) | Class B
Cephas Life Sciences Private Limited III Floor, Module 313 and 314 Phase I, TICEL Bio Park Limited, No.5 CSIR Road, Taramani, Chennai., Chennai, Tamil Nadu Pincode: 600113 | TL/MD/2024/000006 | 05-Jun-2024 | Sterile hypodermic syringes (Lead (Pb), Nickel (Ni), N-Nitrosodimethylamine, N-Nitrosopyrrolidine, Phenanthrene, Platinum (Pt), Ruthenium (Ru), Tin (Sn) as per ISO 10993-18) | Class B
Cephas Life Sciences Private Limited III Floor, Module 313 and 314 Phase I, TICEL Bio Park Limited, No.5 CSIR Road, Taramani, Chennai., Chennai, Tamil Nadu Pincode: 600113 | TL/MD/2024/000006 | 05-Jun-2024 | surgical drape (Ethylene Oxide, Ethylene Chlorohydrin, Ethylene Glycol as per ISO 10993-7) | Class B
Cephas Life Sciences Private Limited III Floor, Module 313 and 314 Phase I, TICEL Bio Park Limited, No.5 CSIR Road, Taramani, Chennai., Chennai, Tamil Nadu Pincode: 600113 | TL/MD/2024/000006 | 05-Jun-2024 | Surgical dressings (1,1,1,2-Tetrachloroethane, 2,6-Di-tert-butyl-1, 4- benzoquinone, 3-5, Di-tert-butyl 4- hydroxybenzaldehyde, Antimony (Sb), Butylated Hydroxy Anisole as per ISO 10993-18) | Class B
Cephas Life Sciences Private Limited III Floor, Module 313 and 314 Phase I, TICEL Bio Park Limited, No.5 CSIR Road, Taramani, Chennai., Chennai, Tamil Nadu Pincode: 600113 | TL/MD/2024/000006 | 05-Jun-2024 | Surgical dressings (Chromium (Cr), Chrysene, Di-isobutyl Phthalate, Diphenylamine, Gold (Au), Hexachlorobutadiene, Irgafos 168, Irganox 1076 as per ISO 10993-18) | Class B
Cephas Life Sciences Private Limited III Floor, Module 313 and 314 Phase I, TICEL Bio Park Limited, No.5 CSIR Road, Taramani, Chennai., Chennai, Tamil Nadu Pincode: 600113 | TL/MD/2024/000006 | 05-Jun-2024 | Surgical Dressings (Ethylene Oxide, Ethylene Chlorohydrin, Ethylene Glycol as per ISO 10993-7) | Class B
Cephas Life Sciences Private Limited III Floor, Module 313 and 314 Phase I, TICEL Bio Park Limited, No.5 CSIR Road, Taramani, Chennai., Chennai, Tamil Nadu Pincode: 600113 | TL/MD/2024/000006 | 05-Jun-2024 | Surgical dressings (Lead (Pb), Nickel (Ni), N-Nitrosodimethylamine, N-Nitrosopyrrolidine, Phenanthrene, Platinum (Pt), Ruthenium (Ru), Tin (Sn) as per ISO 10993-18) | Class B
Cephas Life Sciences Private Limited III Floor, Module 313 and 314 Phase I, TICEL Bio Park Limited, No.5 CSIR Road, Taramani, Chennai., Chennai, Tamil Nadu Pincode: 600113 | TL/MD/2024/000006 | 05-Jun-2024 | Three way stop cock(Ethylene Oxide, Ethylene Chlorohydrin, Ethylene Glycol as per ISO 10993-7) | Class B
Cephas Life Sciences Private Limited III Floor, Module 313 and 314 Phase I, TICEL Bio Park Limited, No.5 CSIR Road, Taramani, Chennai., Chennai, Tamil Nadu Pincode: 600113 | TL/MD/2024/000006 | 05-Jun-2024 | (Tracheobronchial Suction Catheter)Spirofy Airways (Ethylene Oxide, Ethylene Chlorohydrin, Ethylene Glycol as per ISO 10993-7) | Class B
Cephas Life Sciences Private Limited III Floor, Module 313 and 314 Phase I, TICEL Bio Park Limited, No.5 CSIR Road, Taramani, Chennai., Chennai, Tamil Nadu Pincode: 600113 | TL/MD/2024/000006 | 05-Jun-2024 | Tracheostomy Tube (1,1,1,2-Tetrachloroethane, 2,6-Di-tert-butyl-1, 4- benzoquinone, 3-5, Di-tert-butyl 4- hydroxybenzaldehyde, Antimony (Sb), Butylated Hydroxy Anisole as per ISO 10993-18) | Class B
Cephas Life Sciences Private Limited III Floor, Module 313 and 314 Phase I, TICEL Bio Park Limited, No.5 CSIR Road, Taramani, Chennai., Chennai, Tamil Nadu Pincode: 600113 | TL/MD/2024/000006 | 05-Jun-2024 | Tracheostomy Tube (Chromium (Cr), Chrysene, Di-isobutyl Phthalate, Diphenylamine, Gold (Au), Hexachlorobutadiene, Irgafos 168, Irganox 1076 as per ISO 10993-18) | Class B
Cephas Life Sciences Private Limited III Floor, Module 313 and 314 Phase I, TICEL Bio Park Limited, No.5 CSIR Road, Taramani, Chennai., Chennai, Tamil Nadu Pincode: 600113 | TL/MD/2024/000006 | 05-Jun-2024 | Tracheostomy Tube (Lead (Pb), Nickel (Ni), N-Nitrosodimethylamine, N-Nitrosopyrrolidine, Phenanthrene, Platinum (Pt), Ruthenium (Ru), Tin (Sn) as per ISO 10993-18) | Class B
Cephas Life Sciences Private Limited III Floor, Module 313 and 314 Phase I, TICEL Bio Park Limited, No.5 CSIR Road, Taramani, Chennai., Chennai, Tamil Nadu Pincode: 600113 | TL/MD/2024/000006 | 05-Jun-2024 | Urethral Catheter (1,1,1,2-Tetrachloroethane, 2,6-Di-tert-butyl-1, 4- benzoquinone, 3-5, Di-tert-butyl 4- hydroxybenzaldehyde, Antimony (Sb), Butylated Hydroxy Anisole as per ISO 10993-18) | Class B
Cephas Life Sciences Private Limited III Floor, Module 313 and 314 Phase I, TICEL Bio Park Limited, No.5 CSIR Road, Taramani, Chennai., Chennai, Tamil Nadu Pincode: 600113 | TL/MD/2024/000006 | 05-Jun-2024 | Urethral Catheter (Chromium (Cr), Chrysene, Di-isobutyl Phthalate, Diphenylamine, Gold (Au), Hexachlorobutadiene, Irgafos 168, Irganox 1076 as per ISO 10993-18) | Class B
Cephas Life Sciences Private Limited III Floor, Module 313 and 314 Phase I, TICEL Bio Park Limited, No.5 CSIR Road, Taramani, Chennai., Chennai, Tamil Nadu Pincode: 600113 | TL/MD/2024/000006 | 05-Jun-2024 | Urethral Catheter (Lead (Pb), Nickel (Ni), N-Nitrosodimethylamine, N-Nitrosopyrrolidine, Phenanthrene, Platinum (Pt), Ruthenium (Ru), Tin (Sn) as per ISO 10993-18) | Class B
Cephas Life Sciences Private Limited III Floor, Module 313 and 314 Phase I, TICEL Bio Park Limited, No.5 CSIR Road, Taramani, Chennai., Chennai, Tamil Nadu Pincode: 600113 | TL/MD/2024/000006 | 05-Jun-2024 | Urine collection bag (Ethylene Oxide, Ethylene Chlorohydrin, Ethylene Glycol as per ISO 10993-7) | Class B
Cephas Life Sciences Private Limited III Floor, Module 313 and 314 Phase I, TICEL Bio Park Limited, No.5 CSIR Road, Taramani, Chennai., Chennai, Tamil Nadu Pincode: 600113 | TL/MD/2024/000006 | 05-Jun-2024 | Central Venous Catheter (1,1,1,2-Tetrachloroethane, 2,6-Di-tert-butyl-1, 4- benzoquinone, 3-5, Di-tert-butyl 4- hydroxybenzaldehyde, Antimony (Sb), Butylated Hydroxy Anisole as per ISO 10993-18) | Class C
Cephas Life Sciences Private Limited III Floor, Module 313 and 314 Phase I, TICEL Bio Park Limited, No.5 CSIR Road, Taramani, Chennai., Chennai, Tamil Nadu Pincode: 600113 | TL/MD/2024/000006 | 05-Jun-2024 | Central Venous Catheter (Chromium (Cr), Chrysene, Di-isobutyl Phthalate, Diphenylamine, Gold (Au), Hexachlorobutadiene, Irgafos 168, Irganox 1076 as per ISO 10993-18) | Class C
Cephas Life Sciences Private Limited III Floor, Module 313 and 314 Phase I, TICEL Bio Park Limited, No.5 CSIR Road, Taramani, Chennai., Chennai, Tamil Nadu Pincode: 600113 | TL/MD/2024/000006 | 05-Jun-2024 | Central Venous Catheter (Lead (Pb), Nickel (Ni), N-Nitrosodimethylamine, N-Nitrosopyrrolidine, Phenanthrene, Platinum (Pt), Ruthenium (Ru), Tin (Sn) as per ISO 10993-18) | Class C
Cephas Life Sciences Private Limited III Floor, Module 313 and 314 Phase I, TICEL Bio Park Limited, No.5 CSIR Road, Taramani, Chennai., Chennai, Tamil Nadu Pincode: 600113 | TL/MD/2024/000006 | 05-Jun-2024 | Dental Implant (1,1,1,2-Tetrachloroethane, 2,6-Di-tert-butyl-1, 4- benzoquinone, 3-5, Di-tert-butyl 4- hydroxybenzaldehyde, Antimony (Sb), Butylated Hydroxy Anisole as per ISO 10993-18) | Class C
Cephas Life Sciences Private Limited III Floor, Module 313 and 314 Phase I, TICEL Bio Park Limited, No.5 CSIR Road, Taramani, Chennai., Chennai, Tamil Nadu Pincode: 600113 | TL/MD/2024/000006 | 05-Jun-2024 | Dental Implant (Chromium (Cr), Chrysene, Di-isobutyl Phthalate, Diphenylamine, Gold (Au), Hexachlorobutadiene, Irgafos 168, Irganox 1076 as per ISO 10993-18) | Class C
Cephas Life Sciences Private Limited III Floor, Module 313 and 314 Phase I, TICEL Bio Park Limited, No.5 CSIR Road, Taramani, Chennai., Chennai, Tamil Nadu Pincode: 600113 | TL/MD/2024/000006 | 05-Jun-2024 | Dental Implant (Lead (Pb), Nickel (Ni), N-Nitrosodimethylamine, N-Nitrosopyrrolidine, Phenanthrene, Platinum (Pt), Ruthenium (Ru), Tin (Sn) as per ISO 10993-18) | Class C
Cephas Life Sciences Private Limited III Floor, Module 313 and 314 Phase I, TICEL Bio Park Limited, No.5 CSIR Road, Taramani, Chennai., Chennai, Tamil Nadu Pincode: 600113 | TL/MD/2024/000006 | 05-Jun-2024 | Hemodialysis Catheter (1,1,1,2-Tetrachloroethane, 2,6-Di-tert-butyl-1, 4- benzoquinone, 3-5, Di-tert-butyl 4- hydroxybenzaldehyde, Antimony (Sb), Butylated Hydroxy Anisole as per ISO 10993-18) | Class C
Cephas Life Sciences Private Limited III Floor, Module 313 and 314 Phase I, TICEL Bio Park Limited, No.5 CSIR Road, Taramani, Chennai., Chennai, Tamil Nadu Pincode: 600113 | TL/MD/2024/000006 | 05-Jun-2024 | Hemodialysis Catheter (Chromium (Cr), Chrysene, Di-isobutyl Phthalate, Diphenylamine, Gold (Au), Hexachlorobutadiene, Irgafos 168, Irganox 1076 as per ISO 10993-18) | Class C
Cephas Life Sciences Private Limited III Floor, Module 313 and 314 Phase I, TICEL Bio Park Limited, No.5 CSIR Road, Taramani, Chennai., Chennai, Tamil Nadu Pincode: 600113 | TL/MD/2024/000006 | 05-Jun-2024 | Hemodialysis Catheter (Lead (Pb), Nickel (Ni), N-Nitrosodimethylamine, N-Nitrosopyrrolidine, Phenanthrene, Platinum (Pt), Ruthenium (Ru), Tin (Sn) as per ISO 10993-18) | Class C
Cephas Life Sciences Private Limited III Floor, Module 313 and 314 Phase I, TICEL Bio Park Limited, No.5 CSIR Road, Taramani, Chennai., Chennai, Tamil Nadu Pincode: 600113 | TL/MD/2024/000006 | 05-Jun-2024 | HIV KIT (Ethylene Oxide, Ethylene Chlorohydrin, Ethylene Glycol as per ISO 10993-7) | Class C
Cephas Life Sciences Private Limited III Floor, Module 313 and 314 Phase I, TICEL Bio Park Limited, No.5 CSIR Road, Taramani, Chennai., Chennai, Tamil Nadu Pincode: 600113 | TL/MD/2024/000006 | 05-Jun-2024 | Intraocular lens (1,1,1,2-Tetrachloroethane, 2,6-Di-tert-butyl-1, 4- benzoquinone, 3-5, Di-tert-butyl 4- hydroxybenzaldehyde, Antimony (Sb), Butylated Hydroxy Anisole as per ISO 10993-18) | Class C
Cephas Life Sciences Private Limited III Floor, Module 313 and 314 Phase I, TICEL Bio Park Limited, No.5 CSIR Road, Taramani, Chennai., Chennai, Tamil Nadu Pincode: 600113 | TL/MD/2024/000006 | 05-Jun-2024 | Intraocular lens (Chromium (Cr), Chrysene, Di-isobutyl Phthalate, Diphenylamine, Gold (Au), Hexachlorobutadiene, Irgafos 168, Irganox 1076 as per ISO 10993-18) | Class C
Cephas Life Sciences Private Limited III Floor, Module 313 and 314 Phase I, TICEL Bio Park Limited, No.5 CSIR Road, Taramani, Chennai., Chennai, Tamil Nadu Pincode: 600113 | TL/MD/2024/000006 | 05-Jun-2024 | Intraocular lens (Ethylene Oxide, Ethylene Chlorohydrin, Ethylene Glycol as per ISO 10993-7) | Class C
Cephas Life Sciences Private Limited III Floor, Module 313 and 314 Phase I, TICEL Bio Park Limited, No.5 CSIR Road, Taramani, Chennai., Chennai, Tamil Nadu Pincode: 600113 | TL/MD/2024/000006 | 05-Jun-2024 | Intraocular lens (Lead (Pb), Nickel (Ni), N-Nitrosodimethylamine, N-Nitrosopyrrolidine, Phenanthrene, Platinum (Pt), Ruthenium (Ru), Tin (Sn) as per ISO 10993-18) | Class C
Cephas Life Sciences Private Limited III Floor, Module 313 and 314 Phase I, TICEL Bio Park Limited, No.5 CSIR Road, Taramani, Chennai., Chennai, Tamil Nadu Pincode: 600113 | TL/MD/2024/000006 | 05-Jun-2024 | Male/Female Condoms (1,1,1,2-Tetrachloroethane, 2,6-Di-tert-butyl-1, 4- benzoquinone, 3-5, Di-tert-butyl 4- hydroxybenzaldehyde, Antimony (Sb), Butylated Hydroxy Anisole as per ISO 10993-18) | Class C
Cephas Life Sciences Private Limited III Floor, Module 313 and 314 Phase I, TICEL Bio Park Limited, No.5 CSIR Road, Taramani, Chennai., Chennai, Tamil Nadu Pincode: 600113 | TL/MD/2024/000006 | 05-Jun-2024 | Male/Female Condoms (Chromium (Cr), Chrysene, Di-isobutyl Phthalate, Diphenylamine, Gold (Au), Hexachlorobutadiene, Irgafos 168, Irganox 1076 as per ISO 10993-18) | Class C
Cephas Life Sciences Private Limited III Floor, Module 313 and 314 Phase I, TICEL Bio Park Limited, No.5 CSIR Road, Taramani, Chennai., Chennai, Tamil Nadu Pincode: 600113 | TL/MD/2024/000006 | 05-Jun-2024 | Male/Female Condoms (Lead (Pb), Nickel (Ni), N-Nitrosodimethylamine, N-Nitrosopyrrolidine, Phenanthrene, Platinum (Pt), Ruthenium (Ru), Tin (Sn) as per ISO 10993-18) | Class C
Cephas Life Sciences Private Limited III Floor, Module 313 and 314 Phase I, TICEL Bio Park Limited, No.5 CSIR Road, Taramani, Chennai., Chennai, Tamil Nadu Pincode: 600113 | TL/MD/2024/000006 | 05-Jun-2024 | Non absorbable sterile surgical mesh (Ethylene Oxide, Ethylene Chlorohydrin, Ethylene Glycol as per ISO 10993-7) | Class C
Cephas Life Sciences Private Limited III Floor, Module 313 and 314 Phase I, TICEL Bio Park Limited, No.5 CSIR Road, Taramani, Chennai., Chennai, Tamil Nadu Pincode: 600113 | TL/MD/2024/000006 | 05-Jun-2024 | Non absorbable surgical suture (Ethylene Oxide, Ethylene Chlorohydrin, Ethylene Glycol as per ISO 10993-7) | Class C
Cephas Life Sciences Private Limited III Floor, Module 313 and 314 Phase I, TICEL Bio Park Limited, No.5 CSIR Road, Taramani, Chennai., Chennai, Tamil Nadu Pincode: 600113 | TL/MD/2024/000006 | 05-Jun-2024 | (Orthopaedic Implants) knee joint femoral (Ethylene Oxide, Ethylene Chlorohydrin, Ethylene Glycol as per ISO 10993-7) | Class C
Cephas Life Sciences Private Limited III Floor, Module 313 and 314 Phase I, TICEL Bio Park Limited, No.5 CSIR Road, Taramani, Chennai., Chennai, Tamil Nadu Pincode: 600113 | TL/MD/2024/000006 | 05-Jun-2024 | (Orthopaedic Implants) Knee joint tibial (Ethylene Oxide, Ethylene Chlorohydrin, Ethylene Glycol as per ISO 10993-7) | Class C
Cephas Life Sciences Private Limited III Floor, Module 313 and 314 Phase I, TICEL Bio Park Limited, No.5 CSIR Road, Taramani, Chennai., Chennai, Tamil Nadu Pincode: 600113 | TL/MD/2024/000006 | 05-Jun-2024 | Orthopedic Implant-Accessories (1,1,1,2-Tetrachloroethane, 2,6-Di-tert-butyl-1, 4- benzoquinone, 3-5, Di-tert-butyl 4- hydroxybenzaldehyde, Antimony (Sb), ButylatedHydroxyAnisole as per ISO 10993-18) | Class C
Cephas Life Sciences Private Limited III Floor, Module 313 and 314 Phase I, TICEL Bio Park Limited, No.5 CSIR Road, Taramani, Chennai., Chennai, Tamil Nadu Pincode: 600113 | TL/MD/2024/000006 | 05-Jun-2024 | Orthopedic Implant-Accessories (Chromium (Cr), Chrysene, Di-isobutyl Phthalate, Diphenylamine, Gold (Au), Hexachlorobutadiene, Irgafos 168, Irganox 1076 as per ISO 10993-18) | Class C
Cephas Life Sciences Private Limited III Floor, Module 313 and 314 Phase I, TICEL Bio Park Limited, No.5 CSIR Road, Taramani, Chennai., Chennai, Tamil Nadu Pincode: 600113 | TL/MD/2024/000006 | 05-Jun-2024 | Orthopedic Implant-Accessories (Lead (Pb), Nickel (Ni), N-Nitrosodimethylamine, N-Nitrosopyrrolidine, Phenanthrene, Platinum (Pt), Ruthenium (Ru), Tin (Sn) as per ISO 10993-18) | Class C
Cephas Life Sciences Private Limited III Floor, Module 313 and 314 Phase I, TICEL Bio Park Limited, No.5 CSIR Road, Taramani, Chennai., Chennai, Tamil Nadu Pincode: 600113 | TL/MD/2024/000006 | 05-Jun-2024 | Perfusion Pack (Ethylene Oxide, Ethylene Chlorohydrin, Ethylene Glycol as per ISO 10993-7) | Class C
Cephas Life Sciences Private Limited III Floor, Module 313 and 314 Phase I, TICEL Bio Park Limited, No.5 CSIR Road, Taramani, Chennai., Chennai, Tamil Nadu Pincode: 600113 | TL/MD/2024/000006 | 05-Jun-2024 | (Perfusion Set) Trumist blower mister(Ethylene Oxide, Ethylene Chlorohydrin, Ethylene Glycol as per ISO 10993-7) | Class C
Cephas Life Sciences Private Limited III Floor, Module 313 and 314 Phase I, TICEL Bio Park Limited, No.5 CSIR Road, Taramani, Chennai., Chennai, Tamil Nadu Pincode: 600113 | TL/MD/2024/000006 | 05-Jun-2024 | Sterile U- drain (male incontinence device) (Ethylene Oxide, Ethylene Chlorohydrin, Ethylene Glycol as per ISO 10993-7) | Class C
Cephas Life Sciences Private Limited III Floor, Module 313 and 314 Phase I, TICEL Bio Park Limited, No.5 CSIR Road, Taramani, Chennai., Chennai, Tamil Nadu Pincode: 600113 | TL/MD/2024/000006 | 05-Jun-2024 | Surgical dressings (1,1,1,2-Tetrachloroethane, 2,6-Di-tert-butyl-1, 4- benzoquinone, 3-5, Di-tert-butyl 4- hydroxybenzaldehyde, Antimony (Sb), Butylated Hydroxy Anisole as per ISO 10993-18) | Class C
Cephas Life Sciences Private Limited III Floor, Module 313 and 314 Phase I, TICEL Bio Park Limited, No.5 CSIR Road, Taramani, Chennai., Chennai, Tamil Nadu Pincode: 600113 | TL/MD/2024/000006 | 05-Jun-2024 | Surgical dressings (Chromium (Cr), Chrysene, Di-isobutyl Phthalate, Diphenylamine, Gold (Au), Hexachlorobutadiene, Irgafos 168, Irganox 1076 as per ISO 10993-18) | Class C
Cephas Life Sciences Private Limited III Floor, Module 313 and 314 Phase I, TICEL Bio Park Limited, No.5 CSIR Road, Taramani, Chennai., Chennai, Tamil Nadu Pincode: 600113 | TL/MD/2024/000006 | 05-Jun-2024 | Surgical Dressings (Ethylene Oxide, Ethylene Chlorohydrin, Ethylene Glycol as per ISO 10993-7) | Class C
Cephas Life Sciences Private Limited III Floor, Module 313 and 314 Phase I, TICEL Bio Park Limited, No.5 CSIR Road, Taramani, Chennai., Chennai, Tamil Nadu Pincode: 600113 | TL/MD/2024/000006 | 05-Jun-2024 | Surgical dressings (Lead (Pb), Nickel (Ni), N-Nitrosodimethylamine, N-Nitrosopyrrolidine, Phenanthrene, Platinum (Pt), Ruthenium (Ru), Tin (Sn) as per ISO 10993-18) | Class C
Cephas Life Sciences Private Limited III Floor, Module 313 and 314 Phase I, TICEL Bio Park Limited, No.5 CSIR Road, Taramani, Chennai., Chennai, Tamil Nadu Pincode: 600113 | TL/MD/2024/000006 | 05-Jun-2024 | Tracheal prosthesis (1,1,1,2-Tetrachloroethane, 2,6-Di-tert-butyl-1, 4- benzoquinone, 3-5, Di-tert-butyl 4- hydroxybenzaldehyde, Antimony (Sb), Butylated Hydroxy Anisole as per ISO 10993-18) | Class C
Cephas Life Sciences Private Limited III Floor, Module 313 and 314 Phase I, TICEL Bio Park Limited, No.5 CSIR Road, Taramani, Chennai., Chennai, Tamil Nadu Pincode: 600113 | TL/MD/2024/000006 | 05-Jun-2024 | Tracheal prosthesis (Chromium (Cr), Chrysene, Di-isobutyl Phthalate, Diphenylamine, Gold (Au), Hexachlorobutadiene, Irgafos 168, Irganox 1076 as per ISO 10993-18) | Class C
Cephas Life Sciences Private Limited III Floor, Module 313 and 314 Phase I, TICEL Bio Park Limited, No.5 CSIR Road, Taramani, Chennai., Chennai, Tamil Nadu Pincode: 600113 | TL/MD/2024/000006 | 05-Jun-2024 | Tracheal prosthesis (Lead (Pb), Nickel (Ni), N-Nitrosodimethylamine, N-Nitrosopyrrolidine, Phenanthrene, Platinum (Pt), Ruthenium (Ru), Tin (Sn) as per ISO 10993-18) | Class C
Cephas Life Sciences Private Limited III Floor, Module 313 and 314 Phase I, TICEL Bio Park Limited, No.5 CSIR Road, Taramani, Chennai., Chennai, Tamil Nadu Pincode: 600113 | TL/MD/2024/000006 | 05-Jun-2024 | Cardiac Thermodilution Catheter (1,1,1,2-Tetrachloroethane, 2,6-Di-tert-butyl-1, 4- benzoquinone, 3-5, Di-tert-butyl 4- hydroxybenzaldehyde, Antimony (Sb), ButylatedHydroxyAnisole as per ISO 10993-18) | Class D
Cephas Life Sciences Private Limited III Floor, Module 313 and 314 Phase I, TICEL Bio Park Limited, No.5 CSIR Road, Taramani, Chennai., Chennai, Tamil Nadu Pincode: 600113 | TL/MD/2024/000006 | 05-Jun-2024 | Cardiac Thermodilution Catheter (Chromium (Cr), Chrysene, Di-isobutyl Phthalate, Diphenylamine, Gold (Au), Hexachlorobutadiene, Irgafos 168, Irganox 1076 as per ISO 10993-18) | Class D
Cephas Life Sciences Private Limited III Floor, Module 313 and 314 Phase I, TICEL Bio Park Limited, No.5 CSIR Road, Taramani, Chennai., Chennai, Tamil Nadu Pincode: 600113 | TL/MD/2024/000006 | 05-Jun-2024 | Cardiac Thermodilution Catheter (Lead (Pb), Nickel (Ni), N-Nitrosodimethylamine, N-Nitrosopyrrolidine, Phenanthrene, Platinum (Pt), Ruthenium (Ru), Tin (Sn) as per ISO 10993-18) | Class D
Cephas Life Sciences Private Limited III Floor, Module 313 and 314 Phase I, TICEL Bio Park Limited, No.5 CSIR Road, Taramani, Chennai., Chennai, Tamil Nadu Pincode: 600113 | TL/MD/2024/000006 | 05-Jun-2024 | Cardiotomy Reservoir (Ethylene Oxide, Ethylene Chlorohydrin, Ethylene Glycol as per ISO 10993-7) | Class D
Cephas Life Sciences Private Limited III Floor, Module 313 and 314 Phase I, TICEL Bio Park Limited, No.5 CSIR Road, Taramani, Chennai., Chennai, Tamil Nadu Pincode: 600113 | TL/MD/2024/000006 | 05-Jun-2024 | Cardiovascular Catheter (1,1,1,2-Tetrachloroethane, 2,6-Di-tert-butyl-1, 4- benzoquinone, 3-5, Di-tert-butyl 4- hydroxybenzaldehyde, Antimony (Sb), Butylated Hydroxy Anisole as per ISO 10993-18) | Class D
Cephas Life Sciences Private Limited III Floor, Module 313 and 314 Phase I, TICEL Bio Park Limited, No.5 CSIR Road, Taramani, Chennai., Chennai, Tamil Nadu Pincode: 600113 | TL/MD/2024/000006 | 05-Jun-2024 | Cardiovascular Catheter (Chromium (Cr), Chrysene, Di-isobutyl Phthalate, Diphenylamine, Gold (Au), Hexachlorobutadiene, Irgafos 168, Irganox 1076 as per ISO 10993-18) | Class D
Cephas Life Sciences Private Limited III Floor, Module 313 and 314 Phase I, TICEL Bio Park Limited, No.5 CSIR Road, Taramani, Chennai., Chennai, Tamil Nadu Pincode: 600113 | TL/MD/2024/000006 | 05-Jun-2024 | Cardiovascular Catheter (Lead (Pb), Nickel (Ni), N-Nitrosodimethylamine, N-Nitrosopyrrolidine, Phenanthrene, Platinum (Pt), Ruthenium (Ru), Tin (Sn) as per ISO 10993-18) | Class D
Cephas Life Sciences Private Limited III Floor, Module 313 and 314 Phase I, TICEL Bio Park Limited, No.5 CSIR Road, Taramani, Chennai., Chennai, Tamil Nadu Pincode: 600113 | TL/MD/2024/000006 | 05-Jun-2024 | Cardiovascular Prosthetic Devices (1,1,1,2-Tetrachloroethane, 2,6-Di-tert-butyl-1,4-benzoquinone,3-5,Di-tert-butyl 4-hydroxybenzaldehyde, Antimony (Sb), Butylated Hydroxy Anisole as per ISO 10993-18) | Class D
Cephas Life Sciences Private Limited III Floor, Module 313 and 314 Phase I, TICEL Bio Park Limited, No.5 CSIR Road, Taramani, Chennai., Chennai, Tamil Nadu Pincode: 600113 | TL/MD/2024/000006 | 05-Jun-2024 | Cardiovascular Prosthetic Devices (Chromium (Cr), Chrysene, Di-isobutyl Phthalate, Diphenylamine, Gold (Au), Hexachlorobutadiene, Irgafos 168, Irganox 1076 as per ISO 10993-18) | Class D
Cephas Life Sciences Private Limited III Floor, Module 313 and 314 Phase I, TICEL Bio Park Limited, No.5 CSIR Road, Taramani, Chennai., Chennai, Tamil Nadu Pincode: 600113 | TL/MD/2024/000006 | 05-Jun-2024 | Cardiovascular Prosthetic Devices (Lead (Pb), Nickel (Ni), N-Nitrosodimethylamine, N-Nitrosopyrrolidine, Phenanthrene, Platinum (Pt), Ruthenium (Ru), Tin (Sn) as per ISO 10993-18) | Class D
Cephas Life Sciences Private Limited III Floor, Module 313 and 314 Phase I, TICEL Bio Park Limited, No.5 CSIR Road, Taramani, Chennai., Chennai, Tamil Nadu Pincode: 600113 | TL/MD/2024/000006 | 05-Jun-2024 | Central Nervous System Shunt (1,1,1,2-Tetrachloroethane, 2,6-Di-tert-butyl-1, 4- benzoquinone, 3-5, Di-tert-butyl 4- hydroxybenzaldehyde, Antimony (Sb), Butylated Hydroxy Anisole as per ISO 10993-18) | Class D
Cephas Life Sciences Private Limited III Floor, Module 313 and 314 Phase I, TICEL Bio Park Limited, No.5 CSIR Road, Taramani, Chennai., Chennai, Tamil Nadu Pincode: 600113 | TL/MD/2024/000006 | 05-Jun-2024 | Central Nervous System Shunt (Chromium (Cr), Chrysene, Di-isobutyl Phthalate, Diphenylamine, Gold (Au), Hexachlorobutadiene, Irgafos 168, Irganox 1076 as per ISO 10993-18) | Class D
Cephas Life Sciences Private Limited III Floor, Module 313 and 314 Phase I, TICEL Bio Park Limited, No.5 CSIR Road, Taramani, Chennai., Chennai, Tamil Nadu Pincode: 600113 | TL/MD/2024/000006 | 05-Jun-2024 | Central Nervous System Shunt (Lead (Pb), Nickel (Ni), N-Nitrosodimethylamine, N-Nitrosopyrrolidine, Phenanthrene, Platinum (Pt), Ruthenium (Ru), Tin (Sn) as per ISO 10993-18) | Class D
Cephas Life Sciences Private Limited III Floor, Module 313 and 314 Phase I, TICEL Bio Park Limited, No.5 CSIR Road, Taramani, Chennai., Chennai, Tamil Nadu Pincode: 600113 | TL/MD/2024/000006 | 05-Jun-2024 | Coronary Stent (1,1,1,2-Tetrachloroethane, 2,6-Di-tert-butyl-1, 4- benzoquinone, 3-5, Di-tert-butyl 4- hydroxybenzaldehyde, Antimony (Sb), Butylated Hydroxy Anisole as per ISO 10993-18) | Class D
Cephas Life Sciences Private Limited III Floor, Module 313 and 314 Phase I, TICEL Bio Park Limited, No.5 CSIR Road, Taramani, Chennai., Chennai, Tamil Nadu Pincode: 600113 | TL/MD/2024/000006 | 05-Jun-2024 | Coronary Stent (Chromium (Cr), Chrysene, Di-isobutyl Phthalate, Diphenylamine, Gold (Au), Hexachlorobutadiene, Irgafos 168, Irganox 1076 as per ISO 10993-18) | Class D
Cephas Life Sciences Private Limited III Floor, Module 313 and 314 Phase I, TICEL Bio Park Limited, No.5 CSIR Road, Taramani, Chennai., Chennai, Tamil Nadu Pincode: 600113 | TL/MD/2024/000006 | 05-Jun-2024 | Coronary Stent (Lead (Pb), Nickel (Ni), N-Nitrosodimethylamine, N-Nitrosopyrrolidine, Phenanthrene, Platinum (Pt), Ruthenium (Ru), Tin (Sn) as per ISO 10993-18) | Class D
Cephas Life Sciences Private Limited III Floor, Module 313 and 314 Phase I, TICEL Bio Park Limited, No.5 CSIR Road, Taramani, Chennai., Chennai, Tamil Nadu Pincode: 600113 | TL/MD/2024/000006 | 05-Jun-2024 | Drug eluting stent (1,1,1,2-Tetrachloroethane, 2,6-Di-tert-butyl-1, 4- benzoquinone, 3-5, Di-tert-butyl 4- hydroxybenzaldehyde, Antimony (Sb), Butylated Hydroxy Anisole as per ISO 10993-18) | Class D
Cephas Life Sciences Private Limited III Floor, Module 313 and 314 Phase I, TICEL Bio Park Limited, No.5 CSIR Road, Taramani, Chennai., Chennai, Tamil Nadu Pincode: 600113 | TL/MD/2024/000006 | 05-Jun-2024 | Drug eluting stent (Chromium (Cr), Chrysene, Di-isobutyl Phthalate, Diphenylamine, Gold (Au), Hexachlorobutadiene, Irgafos 168, Irganox 1076 as per ISO 10993-18) | Class D
Cephas Life Sciences Private Limited III Floor, Module 313 and 314 Phase I, TICEL Bio Park Limited, No.5 CSIR Road, Taramani, Chennai., Chennai, Tamil Nadu Pincode: 600113 | TL/MD/2024/000006 | 05-Jun-2024 | Drug eluting stent (Lead (Pb), Nickel (Ni), N-Nitrosodimethylamine, N-Nitrosopyrrolidine, Phenanthrene, Platinum (Pt), Ruthenium (Ru), Tin (Sn) as per ISO 10993-18) | Class D
Cephas Life Sciences Private Limited III Floor, Module 313 and 314 Phase I, TICEL Bio Park Limited, No.5 CSIR Road, Taramani, Chennai., Chennai, Tamil Nadu Pincode: 600113 | TL/MD/2024/000006 | 05-Jun-2024 | Heart valve (1,1,1,2-Tetrachloroethane, 2,6-Di-tert-butyl-1, 4- benzoquinone, 3-5, Di-tert-butyl 4- hydroxybenzaldehyde, Antimony (Sb), Butylated Hydroxy Anisole as per ISO 10993-18) | Class D
Cephas Life Sciences Private Limited III Floor, Module 313 and 314 Phase I, TICEL Bio Park Limited, No.5 CSIR Road, Taramani, Chennai., Chennai, Tamil Nadu Pincode: 600113 | TL/MD/2024/000006 | 05-Jun-2024 | Heart valve (Chromium (Cr), Chrysene, Di-isobutyl Phthalate, Diphenylamine, Gold (Au), Hexachlorobutadiene, Irgafos 168, Irganox 1076 as per ISO 10993-18) | Class D
Cephas Life Sciences Private Limited III Floor, Module 313 and 314 Phase I, TICEL Bio Park Limited, No.5 CSIR Road, Taramani, Chennai., Chennai, Tamil Nadu Pincode: 600113 | TL/MD/2024/000006 | 05-Jun-2024 | Heart valve (Lead (Pb), Nickel (Ni), N-Nitrosodimethylamine, N-Nitrosopyrrolidine, Phenanthrene, Platinum (Pt), Ruthenium (Ru), Tin (Sn) as per ISO 10993-18) | Class D
Cephas Life Sciences Private Limited III Floor, Module 313 and 314 Phase I, TICEL Bio Park Limited, No.5 CSIR Road, Taramani, Chennai., Chennai, Tamil Nadu Pincode: 600113 | TL/MD/2024/000006 | 05-Jun-2024 | Intraaortic Balloon Catheter (1,1,1,2-Tetrachloroethane, 2,6-Di-tert-butyl-1, 4- benzoquinone, 3-5, Di-tert-butyl 4- hydroxybenzaldehyde, Antimony (Sb), Butylated Hydroxy Anisole as per ISO 10993-18) | Class D
Cephas Life Sciences Private Limited III Floor, Module 313 and 314 Phase I, TICEL Bio Park Limited, No.5 CSIR Road, Taramani, Chennai., Chennai, Tamil Nadu Pincode: 600113 | TL/MD/2024/000006 | 05-Jun-2024 | Intraaortic Balloon Catheter (Chromium (Cr), Chrysene, Di-isobutyl Phthalate, Diphenylamine, Gold (Au), Hexachlorobutadiene, Irgafos 168, Irganox 1076 as per ISO 10993-18) | Class D
Cephas Life Sciences Private Limited III Floor, Module 313 and 314 Phase I, TICEL Bio Park Limited, No.5 CSIR Road, Taramani, Chennai., Chennai, Tamil Nadu Pincode: 600113 | TL/MD/2024/000006 | 05-Jun-2024 | Intraaortic Balloon Catheter (Lead (Pb), Nickel (Ni), N-Nitrosodimethylamine, N-Nitrosopyrrolidine, Phenanthrene, Platinum (Pt), Ruthenium (Ru), Tin (Sn) as per ISO 10993-18) | Class D
Cephas Life Sciences Private Limited III Floor, Module 313 and 314 Phase I, TICEL Bio Park Limited, No.5 CSIR Road, Taramani, Chennai., Chennai, Tamil Nadu Pincode: 600113 | TL/MD/2024/000006 | 05-Jun-2024 | (Orthopaedic Implants) Femoral Head (Ethylene Oxide, Ethylene Chlorohydrin, Ethylene Glycol as per ISO 10993-7) | Class D
Cephas Life Sciences Private Limited III Floor, Module 313 and 314 Phase I, TICEL Bio Park Limited, No.5 CSIR Road, Taramani, Chennai., Chennai, Tamil Nadu Pincode: 600113 | TL/MD/2024/000006 | 05-Jun-2024 | Surgical Dressings (Ethylene Oxide, Ethylene Chlorohydrin, Ethylene Glycol as per ISO 10993-7) | Class D
CHOKSI LABORATORIES LIMITED Building No. 1 , Survey No. 9/1 , Balaji Tulsiyana Industrial estate , Kumedi, Indore, Madhya Pradesh Pincode: 452010 | TL/MD/2024/000017 | 21-Aug-2024 | Aspirators/inhalers ( With and Without Drugs) (Test -Sterility , Specification- USP 43 ( Chapter 71) , IP 2022 (2.2.11) | Class A
CHOKSI LABORATORIES LIMITED Building No. 1 , Survey No. 9/1 , Balaji Tulsiyana Industrial estate , Kumedi, Indore, Madhya Pradesh Pincode: 452010 | TL/MD/2024/000017 | 21-Aug-2024 | Blood Bag (Test -Sterility , Specification- USP 43 ( Chapter 71) , IP 2022 (2.2.11) | Class A
CHOKSI LABORATORIES LIMITED Building No. 1 , Survey No. 9/1 , Balaji Tulsiyana Industrial estate , Kumedi, Indore, Madhya Pradesh Pincode: 452010 | TL/MD/2024/000017 | 21-Aug-2024 | Catheters (Test -Sterility , Specification- USP 43 ( Chapter 71) , IP 2022 (2.2.11) | Class A
CHOKSI LABORATORIES LIMITED Building No. 1 , Survey No. 9/1 , Balaji Tulsiyana Industrial estate , Kumedi, Indore, Madhya Pradesh Pincode: 452010 | TL/MD/2024/000017 | 21-Aug-2024 | Contact Lences (Test -Sterility , Specification- USP 43 ( Chapter 71) , IP 2022 (2.2.11) | Class A
CHOKSI LABORATORIES LIMITED Building No. 1 , Survey No. 9/1 , Balaji Tulsiyana Industrial estate , Kumedi, Indore, Madhya Pradesh Pincode: 452010 | TL/MD/2024/000017 | 21-Aug-2024 | Disposable Perfusion Set (Test -Sterility , Specification- USP 43 ( Chapter 71) , IP 2022 (2.2.11) | Class A
CHOKSI LABORATORIES LIMITED Building No. 1 , Survey No. 9/1 , Balaji Tulsiyana Industrial estate , Kumedi, Indore, Madhya Pradesh Pincode: 452010 | TL/MD/2024/000017 | 21-Aug-2024 | Face, Nasal , Oral Mask (Test -Sterility , Specification- USP 43 ( Chapter 71) , IP 2022 (2.2.11) | Class A
CHOKSI LABORATORIES LIMITED Building No. 1 , Survey No. 9/1 , Balaji Tulsiyana Industrial estate , Kumedi, Indore, Madhya Pradesh Pincode: 452010 | TL/MD/2024/000017 | 21-Aug-2024 | IV sets (Test -Sterility , Specification- USP 43 ( Chapter 71) , IP 2022 (2.2.11) | Class A
CHOKSI LABORATORIES LIMITED Building No. 1 , Survey No. 9/1 , Balaji Tulsiyana Industrial estate , Kumedi, Indore, Madhya Pradesh Pincode: 452010 | TL/MD/2024/000017 | 21-Aug-2024 | Surgical and Non Surgical Gloves (Sterile) - (Test - Sterility as USP,EP,IP), IS-13422(Airtight test, Dimensions, Tensile strength, Stress, Elongation) | Class A
CHOKSI LABORATORIES LIMITED Building No. 1 , Survey No. 9/1 , Balaji Tulsiyana Industrial estate , Kumedi, Indore, Madhya Pradesh Pincode: 452010 | TL/MD/2024/000017 | 21-Aug-2024 | Surgical dressing (Test -Sterility , Specification- USP 43 ( Chapter 71) , IP 2022 (2.2.11) | Class A
CHOKSI LABORATORIES LIMITED Building No. 1 , Survey No. 9/1 , Balaji Tulsiyana Industrial estate , Kumedi, Indore, Madhya Pradesh Pincode: 452010 | TL/MD/2024/000017 | 21-Aug-2024 | Surgical Implements ( Blades , Scalped , Tubing) (Test -Sterility , Specification- USP 43 ( Chapter 71) , IP 2022 (2.2.11) | Class A
CHOKSI LABORATORIES LIMITED Building No. 1 , Survey No. 9/1 , Balaji Tulsiyana Industrial estate , Kumedi, Indore, Madhya Pradesh Pincode: 452010 | TL/MD/2024/000017 | 21-Aug-2024 | Textiles, Protection Textiles - Gloves, Masks, Gowns, Pads, Wipes, and other medical textiles (Test -Sterility , Specification- USP 43 ( Chapter 71) , IP 2022 (2.2.11) | Class A
CHOKSI LABORATORIES LIMITED Building No. 1 , Survey No. 9/1 , Balaji Tulsiyana Industrial estate , Kumedi, Indore, Madhya Pradesh Pincode: 452010 | TL/MD/2024/000017 | 21-Aug-2024 | Aspirators/inhalers ( With and Without Drugs) (Test -Sterility , Specification- USP 43 ( Chapter 71) , IP 2022 (2.2.11) | Class B
CHOKSI LABORATORIES LIMITED Building No. 1 , Survey No. 9/1 , Balaji Tulsiyana Industrial estate , Kumedi, Indore, Madhya Pradesh Pincode: 452010 | TL/MD/2024/000017 | 21-Aug-2024 | Blood Bag (Test -Sterility , Specification- USP 43 ( Chapter 71) , IP 2022 (2.2.11) | Class B
CHOKSI LABORATORIES LIMITED Building No. 1 , Survey No. 9/1 , Balaji Tulsiyana Industrial estate , Kumedi, Indore, Madhya Pradesh Pincode: 452010 | TL/MD/2024/000017 | 21-Aug-2024 | Blood Pressure Monitoring Devices (Test -Sterility , Specification- USP 43 ( Chapter 71) , IP 2022 (2.2.11) | Class B
CHOKSI LABORATORIES LIMITED Building No. 1 , Survey No. 9/1 , Balaji Tulsiyana Industrial estate , Kumedi, Indore, Madhya Pradesh Pincode: 452010 | TL/MD/2024/000017 | 21-Aug-2024 | Catheters (Test -Sterility , Specification- USP 43 ( Chapter 71) , IP 2022 (2.2.11) | Class B
CHOKSI LABORATORIES LIMITED Building No. 1 , Survey No. 9/1 , Balaji Tulsiyana Industrial estate , Kumedi, Indore, Madhya Pradesh Pincode: 452010 | TL/MD/2024/000017 | 21-Aug-2024 | Contact Lences (Test -Sterility , Specification- USP 43 ( Chapter 71) , IP 2022 (2.2.11) | Class B
CHOKSI LABORATORIES LIMITED Building No. 1 , Survey No. 9/1 , Balaji Tulsiyana Industrial estate , Kumedi, Indore, Madhya Pradesh Pincode: 452010 | TL/MD/2024/000017 | 21-Aug-2024 | Contraceptives Devices (Test -Sterility , Specification- USP 43 ( Chapter 71) , IP 2022 (2.2.11) | Class B
CHOKSI LABORATORIES LIMITED Building No. 1 , Survey No. 9/1 , Balaji Tulsiyana Industrial estate , Kumedi, Indore, Madhya Pradesh Pincode: 452010 | TL/MD/2024/000017 | 21-Aug-2024 | Dental Implants and Dental device , Dental crown/aligner, veneers, braces,dental silica (Test -Sterility , Specification- USP 43 ( Chapter 71) , IP 2022 (2.2.11) | Class B
CHOKSI LABORATORIES LIMITED Building No. 1 , Survey No. 9/1 , Balaji Tulsiyana Industrial estate , Kumedi, Indore, Madhya Pradesh Pincode: 452010 | TL/MD/2024/000017 | 21-Aug-2024 | Dialysis sets/kit (Test -Sterility , Specification- USP 43 ( Chapter 71) , IP 2022 (2.2.11) | Class B
CHOKSI LABORATORIES LIMITED Building No. 1 , Survey No. 9/1 , Balaji Tulsiyana Industrial estate , Kumedi, Indore, Madhya Pradesh Pincode: 452010 | TL/MD/2024/000017 | 21-Aug-2024 | Disposable Perfusion Set (Test -Sterility , Specification- USP 43 ( Chapter 71) , IP 2022 (2.2.11) | Class B
CHOKSI LABORATORIES LIMITED Building No. 1 , Survey No. 9/1 , Balaji Tulsiyana Industrial estate , Kumedi, Indore, Madhya Pradesh Pincode: 452010 | TL/MD/2024/000017 | 21-Aug-2024 | Face, Nasal , Oral Mask (Test -Sterility , Specification- USP 43 ( Chapter 71) , IP 2022 (2.2.11) | Class B
CHOKSI LABORATORIES LIMITED Building No. 1 , Survey No. 9/1 , Balaji Tulsiyana Industrial estate , Kumedi, Indore, Madhya Pradesh Pincode: 452010 | TL/MD/2024/000017 | 21-Aug-2024 | IV sets (Test -Sterility , Specification- USP 43 ( Chapter 71) , IP 2022 (2.2.11) | Class B
CHOKSI LABORATORIES LIMITED Building No. 1 , Survey No. 9/1 , Balaji Tulsiyana Industrial estate , Kumedi, Indore, Madhya Pradesh Pincode: 452010 | TL/MD/2024/000017 | 21-Aug-2024 | Nebulizer (Test -Sterility , Specification- USP 43 ( Chapter 71) , IP 2022 (2.2.11) | Class B
CHOKSI LABORATORIES LIMITED Building No. 1 , Survey No. 9/1 , Balaji Tulsiyana Industrial estate , Kumedi, Indore, Madhya Pradesh Pincode: 452010 | TL/MD/2024/000017 | 21-Aug-2024 | Needles and Syringes ( sterile) (Test -Sterility , Specification- USP 43 ( Chapter 71) , IP 2022 (2.2.11) | Class B
CHOKSI LABORATORIES LIMITED Building No. 1 , Survey No. 9/1 , Balaji Tulsiyana Industrial estate , Kumedi, Indore, Madhya Pradesh Pincode: 452010 | TL/MD/2024/000017 | 21-Aug-2024 | Needles and Syringes ( Sterile) (Test -Sterility , Specification- USP 43 ( Chapter 71) , IP 2022 (2.2.11) | Class B
CHOKSI LABORATORIES LIMITED Building No. 1 , Survey No. 9/1 , Balaji Tulsiyana Industrial estate , Kumedi, Indore, Madhya Pradesh Pincode: 452010 | TL/MD/2024/000017 | 21-Aug-2024 | Prefilled Syringes (Test -Sterility , Specification- USP 43 ( Chapter 71) , IP 2022 (2.2.11) | Class B
CHOKSI LABORATORIES LIMITED Building No. 1 , Survey No. 9/1 , Balaji Tulsiyana Industrial estate , Kumedi, Indore, Madhya Pradesh Pincode: 452010 | TL/MD/2024/000017 | 21-Aug-2024 | Surgical and Non Surgical Gloves (Sterile) - (Test - Sterility as USP,EP,IP), IS-13422(Airtight test, Dimensions, Tensile strength, Stress, Elongation) | Class B
CHOKSI LABORATORIES LIMITED Building No. 1 , Survey No. 9/1 , Balaji Tulsiyana Industrial estate , Kumedi, Indore, Madhya Pradesh Pincode: 452010 | TL/MD/2024/000017 | 21-Aug-2024 | Surgical dressing (Test -Sterility , Specification- USP 43 ( Chapter 71) , IP 2022 (2.2.11) | Class B
CHOKSI LABORATORIES LIMITED Building No. 1 , Survey No. 9/1 , Balaji Tulsiyana Industrial estate , Kumedi, Indore, Madhya Pradesh Pincode: 452010 | TL/MD/2024/000017 | 21-Aug-2024 | Surgical Implements ( Blades , Scalped , Tubing) (Test -Sterility , Specification- USP 43 ( Chapter 71) , IP 2022 (2.2.11) | Class B
CHOKSI LABORATORIES LIMITED Building No. 1 , Survey No. 9/1 , Balaji Tulsiyana Industrial estate , Kumedi, Indore, Madhya Pradesh Pincode: 452010 | TL/MD/2024/000017 | 21-Aug-2024 | Textiles, Protection Textiles - Gloves, Masks, Gowns, Pads, Wipes, and other medical textiles (Test -Sterility , Specification- USP 43 ( Chapter 71) , IP 2022 (2.2.11) | Class B
CHOKSI LABORATORIES LIMITED Building No. 1 , Survey No. 9/1 , Balaji Tulsiyana Industrial estate , Kumedi, Indore, Madhya Pradesh Pincode: 452010 | TL/MD/2024/000017 | 21-Aug-2024 | Aspirators/inhalers ( With and Without Drugs) (Test -Sterility , Specification- USP 43 ( Chapter 71) , IP 2022 (2.2.11) | Class C
CHOKSI LABORATORIES LIMITED Building No. 1 , Survey No. 9/1 , Balaji Tulsiyana Industrial estate , Kumedi, Indore, Madhya Pradesh Pincode: 452010 | TL/MD/2024/000017 | 21-Aug-2024 | Blood Bag (Test -Sterility , Specification- USP 43 ( Chapter 71) , IP 2022 (2.2.11) | Class C
CHOKSI LABORATORIES LIMITED Building No. 1 , Survey No. 9/1 , Balaji Tulsiyana Industrial estate , Kumedi, Indore, Madhya Pradesh Pincode: 452010 | TL/MD/2024/000017 | 21-Aug-2024 | Bone Cement (Test -Sterility , Specification- USP 43 ( Chapter 71) , IP 2022 (2.2.11) | Class C
CHOKSI LABORATORIES LIMITED Building No. 1 , Survey No. 9/1 , Balaji Tulsiyana Industrial estate , Kumedi, Indore, Madhya Pradesh Pincode: 452010 | TL/MD/2024/000017 | 21-Aug-2024 | Cardiac Stents and Drug Eluting Stent (Test -Sterility , Specification- USP 43 ( Chapter 71) , IP 2022 (2.2.11) | Class C
CHOKSI LABORATORIES LIMITED Building No. 1 , Survey No. 9/1 , Balaji Tulsiyana Industrial estate , Kumedi, Indore, Madhya Pradesh Pincode: 452010 | TL/MD/2024/000017 | 21-Aug-2024 | Cardio Vascular Devices (Test -Sterility , Specification- USP 43 ( Chapter 71) , IP 2022 (2.2.11) | Class C
CHOKSI LABORATORIES LIMITED Building No. 1 , Survey No. 9/1 , Balaji Tulsiyana Industrial estate , Kumedi, Indore, Madhya Pradesh Pincode: 452010 | TL/MD/2024/000017 | 21-Aug-2024 | Catheters (Test -Sterility , Specification- USP 43 ( Chapter 71) , IP 2022 (2.2.11) | Class C
CHOKSI LABORATORIES LIMITED Building No. 1 , Survey No. 9/1 , Balaji Tulsiyana Industrial estate , Kumedi, Indore, Madhya Pradesh Pincode: 452010 | TL/MD/2024/000017 | 21-Aug-2024 | Contraceptives Devices (Test -Sterility , Specification- USP 43 ( Chapter 71) , IP 2022 (2.2.11) | Class C
CHOKSI LABORATORIES LIMITED Building No. 1 , Survey No. 9/1 , Balaji Tulsiyana Industrial estate , Kumedi, Indore, Madhya Pradesh Pincode: 452010 | TL/MD/2024/000017 | 21-Aug-2024 | Dental Implants and Dental device , Dental crown/aligner, veneers, braces,dental silica (Test -Sterility , Specification- USP 43 ( Chapter 71) , IP 2022 (2.2.11) | Class C
CHOKSI LABORATORIES LIMITED Building No. 1 , Survey No. 9/1 , Balaji Tulsiyana Industrial estate , Kumedi, Indore, Madhya Pradesh Pincode: 452010 | TL/MD/2024/000017 | 21-Aug-2024 | Dialysis sets/kit (Test -Sterility , Specification- USP 43 ( Chapter 71) , IP 2022 (2.2.11) | Class C
CHOKSI LABORATORIES LIMITED Building No. 1 , Survey No. 9/1 , Balaji Tulsiyana Industrial estate , Kumedi, Indore, Madhya Pradesh Pincode: 452010 | TL/MD/2024/000017 | 21-Aug-2024 | Disposable Perfusion Set (Test -Sterility , Specification- USP 43 ( Chapter 71) , IP 2022 (2.2.11) | Class C
CHOKSI LABORATORIES LIMITED Building No. 1 , Survey No. 9/1 , Balaji Tulsiyana Industrial estate , Kumedi, Indore, Madhya Pradesh Pincode: 452010 | TL/MD/2024/000017 | 21-Aug-2024 | Implantable Medical Devices (Test -Sterility , Specification- USP 43 ( Chapter 71) , IP 2022 (2.2.11) | Class C
CHOKSI LABORATORIES LIMITED Building No. 1 , Survey No. 9/1 , Balaji Tulsiyana Industrial estate , Kumedi, Indore, Madhya Pradesh Pincode: 452010 | TL/MD/2024/000017 | 21-Aug-2024 | Internal Prosthetic replacements (Test -Sterility , Specification- USP 43 ( Chapter 71) , IP 2022 (2.2.11) | Class C
CHOKSI LABORATORIES LIMITED Building No. 1 , Survey No. 9/1 , Balaji Tulsiyana Industrial estate , Kumedi, Indore, Madhya Pradesh Pincode: 452010 | TL/MD/2024/000017 | 21-Aug-2024 | Intraocular lens (Test -Sterility , Specification- USP 43 ( Chapter 71) , IP 2022 (2.2.11) | Class C
CHOKSI LABORATORIES LIMITED Building No. 1 , Survey No. 9/1 , Balaji Tulsiyana Industrial estate , Kumedi, Indore, Madhya Pradesh Pincode: 452010 | TL/MD/2024/000017 | 21-Aug-2024 | Intrauterine Device (Test -Sterility , Specification- USP 43 ( Chapter 71) , IP 2022 (2.2.11) | Class C
CHOKSI LABORATORIES LIMITED Building No. 1 , Survey No. 9/1 , Balaji Tulsiyana Industrial estate , Kumedi, Indore, Madhya Pradesh Pincode: 452010 | TL/MD/2024/000017 | 21-Aug-2024 | IV sets (Test -Sterility , Specification- USP 43 ( Chapter 71) , IP 2022 (2.2.11) | Class C
CHOKSI LABORATORIES LIMITED Building No. 1 , Survey No. 9/1 , Balaji Tulsiyana Industrial estate , Kumedi, Indore, Madhya Pradesh Pincode: 452010 | TL/MD/2024/000017 | 21-Aug-2024 | Needles and Syringes ( Sterile) (Test -Sterility , Specification- USP 43 ( Chapter 71) , IP 2022 (2.2.11) | Class C
CHOKSI LABORATORIES LIMITED Building No. 1 , Survey No. 9/1 , Balaji Tulsiyana Industrial estate , Kumedi, Indore, Madhya Pradesh Pincode: 452010 | TL/MD/2024/000017 | 21-Aug-2024 | Orthopaedic Implants and Devices (Test -Sterility , Specification- USP 43 ( Chapter 71) , IP 2022 (2.2.11) | Class C
CHOKSI LABORATORIES LIMITED Building No. 1 , Survey No. 9/1 , Balaji Tulsiyana Industrial estate , Kumedi, Indore, Madhya Pradesh Pincode: 452010 | TL/MD/2024/000017 | 21-Aug-2024 | Surgical dressing (Test -Sterility , Specification- USP 43 ( Chapter 71) , IP 2022 (2.2.11) | Class C
CHOKSI LABORATORIES LIMITED Building No. 1 , Survey No. 9/1 , Balaji Tulsiyana Industrial estate , Kumedi, Indore, Madhya Pradesh Pincode: 452010 | TL/MD/2024/000017 | 21-Aug-2024 | Surgical Implements ( Blades , Scalped , Tubing) (Test -Sterility , Specification- USP 43 ( Chapter 71) , IP 2022 (2.2.11) | Class C
CHOKSI LABORATORIES LIMITED Building No. 1 , Survey No. 9/1 , Balaji Tulsiyana Industrial estate , Kumedi, Indore, Madhya Pradesh Pincode: 452010 | TL/MD/2024/000017 | 21-Aug-2024 | Textiles, Protection Textiles - Gloves, Masks, Gowns, Pads, Wipes, and other medical textiles (Test -Sterility , Specification- USP 43 ( Chapter 71) , IP 2022 (2.2.11) | Class C
CHOKSI LABORATORIES LIMITED Building No. 1 , Survey No. 9/1 , Balaji Tulsiyana Industrial estate , Kumedi, Indore, Madhya Pradesh Pincode: 452010 | TL/MD/2024/000017 | 21-Aug-2024 | Cardiac Stents and Drug Eluting Stent (Test -Sterility , Specification- USP 43 ( Chapter 71) , IP 2022 (2.2.11) | Class D
CHOKSI LABORATORIES LIMITED Building No. 1 , Survey No. 9/1 , Balaji Tulsiyana Industrial estate , Kumedi, Indore, Madhya Pradesh Pincode: 452010 | TL/MD/2024/000017 | 21-Aug-2024 | Cardio Vascular Devices (Test -Sterility , Specification- USP 43 ( Chapter 71) , IP 2022 (2.2.11) | Class D
CHOKSI LABORATORIES LIMITED Building No. 1 , Survey No. 9/1 , Balaji Tulsiyana Industrial estate , Kumedi, Indore, Madhya Pradesh Pincode: 452010 | TL/MD/2024/000017 | 21-Aug-2024 | Catheters (Test -Sterility , Specification- USP 43 ( Chapter 71) , IP 2022 (2.2.11) | Class D
CHOKSI LABORATORIES LIMITED Building No. 1 , Survey No. 9/1 , Balaji Tulsiyana Industrial estate , Kumedi, Indore, Madhya Pradesh Pincode: 452010 | TL/MD/2024/000017 | 21-Aug-2024 | Contraceptives Devices (Test -Sterility , Specification- USP 43 ( Chapter 71) , IP 2022 (2.2.11) | Class D
CHOKSI LABORATORIES LIMITED Building No. 1 , Survey No. 9/1 , Balaji Tulsiyana Industrial estate , Kumedi, Indore, Madhya Pradesh Pincode: 452010 | TL/MD/2024/000017 | 21-Aug-2024 | Implantable Medical Devices (Test -Sterility , Specification- USP 43 ( Chapter 71) , IP 2022 (2.2.11) | Class D
CHOKSI LABORATORIES LIMITED Building No. 1 , Survey No. 9/1 , Balaji Tulsiyana Industrial estate , Kumedi, Indore, Madhya Pradesh Pincode: 452010 | TL/MD/2024/000017 | 21-Aug-2024 | Internal Prosthetic replacements (Test -Sterility , Specification- USP 43 ( Chapter 71) , IP 2022 (2.2.11) | Class D
CHOKSI LABORATORIES LIMITED Building No. 1 , Survey No. 9/1 , Balaji Tulsiyana Industrial estate , Kumedi, Indore, Madhya Pradesh Pincode: 452010 | TL/MD/2024/000017 | 21-Aug-2024 | Intraocular lens (Test -Sterility , Specification- USP 43 ( Chapter 71) , IP 2022 (2.2.11) | Class D
CHOKSI LABORATORIES LIMITED Building No. 1 , Survey No. 9/1 , Balaji Tulsiyana Industrial estate , Kumedi, Indore, Madhya Pradesh Pincode: 452010 | TL/MD/2024/000017 | 21-Aug-2024 | Intra-uterine devices (Test -Sterility , Specification- USP 43 ( Chapter 71) , IP 2022 (2.2.11) | Class D
CHOKSI LABORATORIES LIMITED Building No. 1 , Survey No. 9/1 , Balaji Tulsiyana Industrial estate , Kumedi, Indore, Madhya Pradesh Pincode: 452010 | TL/MD/2024/000017 | 21-Aug-2024 | IV sets (Test -Sterility , Specification- USP 43 ( Chapter 71) , IP 2022 (2.2.11) | Class D
CHOKSI LABORATORIES LIMITED Building No. 1 , Survey No. 9/1 , Balaji Tulsiyana Industrial estate , Kumedi, Indore, Madhya Pradesh Pincode: 452010 | TL/MD/2024/000017 | 21-Aug-2024 | Textiles, Protection Textiles - Gloves, Masks, Gowns, Pads, Wipes, and other medical textiles (Test -Sterility , Specification- USP 43 ( Chapter 71) , IP 2022 (2.2.11) | Class D
CHOKSI LABORATORIES LIMITED Building No. 1 , Survey No. 9/1 , Balaji Tulsiyana Industrial estate , Kumedi, Indore, Madhya Pradesh Pincode: 452010 | TL/MD/2025/000003 | 05-Mar-2025 | Aspirators /Inhalers (Chemical Characterization, Extractable and Leachables Elemental ( CLL-IDR-STP-AGR-00110), Phthalates ( CLL-IDR-STP-AGR-00139), EO, ECH, EG-DEG, VOCs,SVOCs,NVOCs (ISO 10993-7) ) | Class A
CHOKSI LABORATORIES LIMITED Building No. 1 , Survey No. 9/1 , Balaji Tulsiyana Industrial estate , Kumedi, Indore, Madhya Pradesh Pincode: 452010 | TL/MD/2025/000003 | 05-Mar-2025 | Blood Bag (Chemical Characterization, Extractable and Leachables Elemental ( CLL-IDR-STP-AGR-00110), Phthalates ( CLL-IDR-STP-AGR-00139), EO, ECH, EG-DEG, VOCs,SVOCs,NVOCs (ISO 10993-7) ) | Class A
CHOKSI LABORATORIES LIMITED Building No. 1 , Survey No. 9/1 , Balaji Tulsiyana Industrial estate , Kumedi, Indore, Madhya Pradesh Pincode: 452010 | TL/MD/2025/000003 | 05-Mar-2025 | Catheters (Chemical Characterization, Extractable and Leachables Elemental ( CLL-IDR-STP-AGR-00110), Phthalates ( CLL-IDR-STP-AGR-00139), EO, ECH, EG-DEG, VOCs,SVOCs,NVOCs (ISO 10993-7) ) | Class A
CHOKSI LABORATORIES LIMITED Building No. 1 , Survey No. 9/1 , Balaji Tulsiyana Industrial estate , Kumedi, Indore, Madhya Pradesh Pincode: 452010 | TL/MD/2025/000003 | 05-Mar-2025 | Contact Lemses(Chemical Characterization, Extractable and Leachables Elemental ( CLL-IDR-STP-AGR-00110), Phthalates ( CLL-IDR-STP-AGR-00139), EO, ECH, EG-DEG, VOCs,SVOCs,NVOCs (ISO 10993-7) ) | Class A
CHOKSI LABORATORIES LIMITED Building No. 1 , Survey No. 9/1 , Balaji Tulsiyana Industrial estate , Kumedi, Indore, Madhya Pradesh Pincode: 452010 | TL/MD/2025/000003 | 05-Mar-2025 | Disposable Perfusion/infusion set(Chemical Characterization, Extractable and Leachables ( CLL-IDR-STP-AGR-00110), Phthalates ( CLL-IDR-STP-AGR-00139), EO, ECH, EG-DEG, VOCs,SVOCs,NVOCs (ISO 10993-7) | Class A
CHOKSI LABORATORIES LIMITED Building No. 1 , Survey No. 9/1 , Balaji Tulsiyana Industrial estate , Kumedi, Indore, Madhya Pradesh Pincode: 452010 | TL/MD/2025/000003 | 05-Mar-2025 | Face , Nasal , Oral Mask (Chemical Characterization, Extractable and Leachables Elemental ( CLL-IDR-STP-AGR-00110), Phthalates ( CLL-IDR-STP-AGR-00139), EO, ECH, EG-DEG, VOCs,SVOCs,NVOCs (ISO 10993-7) | Class A
CHOKSI LABORATORIES LIMITED Building No. 1 , Survey No. 9/1 , Balaji Tulsiyana Industrial estate , Kumedi, Indore, Madhya Pradesh Pincode: 452010 | TL/MD/2025/000003 | 05-Mar-2025 | IV Sets (Chemical Characterization, Extractable and Leachables Elemental ( CLL-IDR-STP-AGR-00110), Phthalates ( CLL-IDR-STP-AGR-00139), EO, ECH, EG-DEG, VOCs,SVOCs,NVOCs (ISO 10993-7) ) | Class A
CHOKSI LABORATORIES LIMITED Building No. 1 , Survey No. 9/1 , Balaji Tulsiyana Industrial estate , Kumedi, Indore, Madhya Pradesh Pincode: 452010 | TL/MD/2025/000003 | 05-Mar-2025 | Surgical and Non Surgical gloves (Chemical Characterization, Extractable and Leachables ( CLL-IDR-STP-AGR-00110), Phthalates ( CLL-IDR-STP-AGR-00139), EO, ECH, EG-DEG, VOCs,SVOCs,NVOCs (ISO 10993-7) | Class A
CHOKSI LABORATORIES LIMITED Building No. 1 , Survey No. 9/1 , Balaji Tulsiyana Industrial estate , Kumedi, Indore, Madhya Pradesh Pincode: 452010 | TL/MD/2025/000003 | 05-Mar-2025 | Surgical Dressing (Chemical Characterization, Extractable and Leachables Elemental ( CLL-IDR-STP-AGR-00110), Phthalates ( CLL-IDR-STP-AGR-00139), EO, ECH, EG-DEG, VOCs,SVOCs,NVOCs (ISO 10993-7) ) | Class A
CHOKSI LABORATORIES LIMITED Building No. 1 , Survey No. 9/1 , Balaji Tulsiyana Industrial estate , Kumedi, Indore, Madhya Pradesh Pincode: 452010 | TL/MD/2025/000003 | 05-Mar-2025 | Surgical Implements,Blades,scalped,tubing(Chemical Characterization, Extractable and Leachables( CLL-IDR-STP-AGR-110), Phthalates ( CLL-IDR-STP-AGR-139), EO, ECH, EG-DEG, VOCs,SVOCs,NVOCs(ISO 10993-7) | Class A
CHOKSI LABORATORIES LIMITED Building No. 1 , Survey No. 9/1 , Balaji Tulsiyana Industrial estate , Kumedi, Indore, Madhya Pradesh Pincode: 452010 | TL/MD/2025/000003 | 05-Mar-2025 | Textiles-Protection textiles (Chemical Characterization, Extractable and Leachables ( CLL-IDR-STP-AGR-00110), Phthalates ( CLL-IDR-STP-AGR-00139), EO, ECH, EG-DEG, VOCs,SVOCs,NVOCs , ISO 10993-7 ) | Class A
CHOKSI LABORATORIES LIMITED Building No. 1 , Survey No. 9/1 , Balaji Tulsiyana Industrial estate , Kumedi, Indore, Madhya Pradesh Pincode: 452010 | TL/MD/2025/000003 | 05-Mar-2025 | Aspirators /Inhalers (Chemical Characterization, Extractable and Leachables Elemental ( CLL-IDR-STP-AGR-00110), Phthalates ( CLL-IDR-STP-AGR-00139), EO, ECH, EG-DEG, VOCs,SVOCs,NVOCs (ISO 10993-7) ) | Class B
CHOKSI LABORATORIES LIMITED Building No. 1 , Survey No. 9/1 , Balaji Tulsiyana Industrial estate , Kumedi, Indore, Madhya Pradesh Pincode: 452010 | TL/MD/2025/000003 | 05-Mar-2025 | Blood Bag (Chemical Characterization, Extractable and Leachables Elemental ( CLL-IDR-STP-AGR-00110), Phthalates ( CLL-IDR-STP-AGR-00139), EO, ECH, EG-DEG, VOCs,SVOCs,NVOCs (ISO 10993-7) ) | Class B
CHOKSI LABORATORIES LIMITED Building No. 1 , Survey No. 9/1 , Balaji Tulsiyana Industrial estate , Kumedi, Indore, Madhya Pradesh Pincode: 452010 | TL/MD/2025/000003 | 05-Mar-2025 | Blood Pressure Monitoring Devices(Chemical Characterization, Extractable and Leachables( CLL-IDR-STP-AGR-00110), Phthalates ( CLL-IDR-STP-AGR-00139), EO, ECH, EG-DEG, VOCs,SVOCs,NVOCs (ISO 10993-7) ) | Class B
CHOKSI LABORATORIES LIMITED Building No. 1 , Survey No. 9/1 , Balaji Tulsiyana Industrial estate , Kumedi, Indore, Madhya Pradesh Pincode: 452010 | TL/MD/2025/000003 | 05-Mar-2025 | Catheters (Chemical Characterization, Extractable and Leachables Elemental ( CLL-IDR-STP-AGR-00110), Phthalates ( CLL-IDR-STP-AGR-00139), EO, ECH, EG-DEG, VOCs,SVOCs,NVOCs (ISO 10993-7) ) | Class B
CHOKSI LABORATORIES LIMITED Building No. 1 , Survey No. 9/1 , Balaji Tulsiyana Industrial estate , Kumedi, Indore, Madhya Pradesh Pincode: 452010 | TL/MD/2025/000003 | 05-Mar-2025 | Contact Lemses (Chemical Characterization, Extractable and Leachables Elemental ( CLL-IDR-STP-AGR-00110), Phthalates ( CLL-IDR-STP-AGR-00139), EO, ECH, EG-DEG, VOCs,SVOCs,NVOCs (ISO 10993-7) ) | Class B
CHOKSI LABORATORIES LIMITED Building No. 1 , Survey No. 9/1 , Balaji Tulsiyana Industrial estate , Kumedi, Indore, Madhya Pradesh Pincode: 452010 | TL/MD/2025/000003 | 05-Mar-2025 | Contraceptives Devices (Chemical Characterization, Extractable and Leachables Elemental ( CLL-IDR-STP-AGR-00110), Phthalates ( CLL-IDR-STP-AGR-00139), EO, ECH, EG-DEG, VOCs,SVOCs,NVOCs (ISO 10993-7) ) | Class B
CHOKSI LABORATORIES LIMITED Building No. 1 , Survey No. 9/1 , Balaji Tulsiyana Industrial estate , Kumedi, Indore, Madhya Pradesh Pincode: 452010 | TL/MD/2025/000003 | 05-Mar-2025 | Dental Implants and devices (Chemical Characterization, Extractable and Leachables ( CLL-IDR-STP-AGR-00110), Phthalates ( CLL-IDR-STP-AGR-00139), EO, ECH, EG-DEG, VOCs,SVOCs,NVOCs (ISO 10993-7) ) | Class B
CHOKSI LABORATORIES LIMITED Building No. 1 , Survey No. 9/1 , Balaji Tulsiyana Industrial estate , Kumedi, Indore, Madhya Pradesh Pincode: 452010 | TL/MD/2025/000003 | 05-Mar-2025 | Dialysis Set Kits (Chemical Characterization, Extractable and Leachables Elemental ( CLL-IDR-STP-AGR-00110), Phthalates ( CLL-IDR-STP-AGR-00139), EO, ECH, EG-DEG, VOCs,SVOCs,NVOCs (ISO 10993-7) ) | Class B
CHOKSI LABORATORIES LIMITED Building No. 1 , Survey No. 9/1 , Balaji Tulsiyana Industrial estate , Kumedi, Indore, Madhya Pradesh Pincode: 452010 | TL/MD/2025/000003 | 05-Mar-2025 | Disposable Perfusion/infusion set (Chemical Characterization, Extractable and Leachables( CLL-IDR-STP-AGR-00110), Phthalates ( CLL-IDR-STP-AGR-00139), EO, ECH, EG-DEG, VOCs,SVOCs,NVOCs (ISO 10993-7) ) | Class B
CHOKSI LABORATORIES LIMITED Building No. 1 , Survey No. 9/1 , Balaji Tulsiyana Industrial estate , Kumedi, Indore, Madhya Pradesh Pincode: 452010 | TL/MD/2025/000003 | 05-Mar-2025 | Face ,Nasal ,Oral Mask (Chemical Characterization, Extractable and Leachables Elemental ( CLL-IDR-STP-AGR-00110), Phthalates ( CLL-IDR-STP-AGR-00139), EO, ECH, EG-DEG, VOCs,SVOCs,NVOCs (ISO 10993-7) ) | Class B
CHOKSI LABORATORIES LIMITED Building No. 1 , Survey No. 9/1 , Balaji Tulsiyana Industrial estate , Kumedi, Indore, Madhya Pradesh Pincode: 452010 | TL/MD/2025/000003 | 05-Mar-2025 | IV Sets (Chemical Characterization, Extractable and Leachables Elemental ( CLL-IDR-STP-AGR-00110), Phthalates ( CLL-IDR-STP-AGR-00139), EO, ECH, EG-DEG, VOCs,SVOCs,NVOCs (ISO 10993-7) ) | Class B
CHOKSI LABORATORIES LIMITED Building No. 1 , Survey No. 9/1 , Balaji Tulsiyana Industrial estate , Kumedi, Indore, Madhya Pradesh Pincode: 452010 | TL/MD/2025/000003 | 05-Mar-2025 | Nebulizer (Chemical Characterization, Extractable and Leachables Elemental ( CLL-IDR-STP-AGR-00110), Phthalates ( CLL-IDR-STP-AGR-00139), EO, ECH, EG-DEG, VOCs,SVOCs,NVOCs , ISO 10993-7 ) | Class B
CHOKSI LABORATORIES LIMITED Building No. 1 , Survey No. 9/1 , Balaji Tulsiyana Industrial estate , Kumedi, Indore, Madhya Pradesh Pincode: 452010 | TL/MD/2025/000003 | 05-Mar-2025 | Needles and syringe (Chemical Characterization, Extractable and Leachables Elemental ( CLL-IDR-STP-AGR-00110), Phthalates ( CLL-IDR-STP-AGR-00139), EO, ECH, EG-DEG, VOCs,SVOCs,NVOCs , ISO 10993-7 ) | Class B
CHOKSI LABORATORIES LIMITED Building No. 1 , Survey No. 9/1 , Balaji Tulsiyana Industrial estate , Kumedi, Indore, Madhya Pradesh Pincode: 452010 | TL/MD/2025/000003 | 05-Mar-2025 | Prefilled syringe (Chemical Characterization, Extractable and Leachables Elemental ( CLL-IDR-STP-AGR-00110), Phthalates ( CLL-IDR-STP-AGR-00139), EO, ECH, EG-DEG, VOCs,SVOCs,NVOCs , ISO 10993-7 ) | Class B
CHOKSI LABORATORIES LIMITED Building No. 1 , Survey No. 9/1 , Balaji Tulsiyana Industrial estate , Kumedi, Indore, Madhya Pradesh Pincode: 452010 | TL/MD/2025/000003 | 05-Mar-2025 | Surgical and Non Surgical gloves (Chemical Characterization, Extractable and Leachables ( CLL-IDR-STP-AGR-00110), Phthalates ( CLL-IDR-STP-AGR-00139), EO, ECH, EG-DEG, VOCs,SVOCs,NVOCs (ISO 10993-7) | Class B
CHOKSI LABORATORIES LIMITED Building No. 1 , Survey No. 9/1 , Balaji Tulsiyana Industrial estate , Kumedi, Indore, Madhya Pradesh Pincode: 452010 | TL/MD/2025/000003 | 05-Mar-2025 | Surgical Dressing (Chemical Characterization, Extractable and Leachables Elemental ( CLL-IDR-STP-AGR-00110), Phthalates ( CLL-IDR-STP-AGR-00139), EO, ECH, EG-DEG, VOCs,SVOCs,NVOCs , ISO 10993-7 ) | Class B
CHOKSI LABORATORIES LIMITED Building No. 1 , Survey No. 9/1 , Balaji Tulsiyana Industrial estate , Kumedi, Indore, Madhya Pradesh Pincode: 452010 | TL/MD/2025/000003 | 05-Mar-2025 | Surgical Implements,Blades,scalped,tubing(Chemical Characterization, Extractable and Leachables( CLL-IDR-STP-AGR-110), Phthalates ( CLL-IDR-STP-AGR-139), EO, ECH, EG-DEG, VOCs,SVOCs,NVOCs(ISO 10993-7) | Class B
CHOKSI LABORATORIES LIMITED Building No. 1 , Survey No. 9/1 , Balaji Tulsiyana Industrial estate , Kumedi, Indore, Madhya Pradesh Pincode: 452010 | TL/MD/2025/000003 | 05-Mar-2025 | Textiles-Protection textiles (Chemical Characterization, Extractable and Leachables ( CLL-IDR-STP-AGR-00110), Phthalates ( CLL-IDR-STP-AGR-00139), EO, ECH, EG-DEG, VOCs,SVOCs,NVOCs , ISO 10993-7 ) | Class B
CHOKSI LABORATORIES LIMITED Building No. 1 , Survey No. 9/1 , Balaji Tulsiyana Industrial estate , Kumedi, Indore, Madhya Pradesh Pincode: 452010 | TL/MD/2025/000003 | 05-Mar-2025 | Aspirators /Inhalers (Chemical Characterization, Extractable and Leachables Elemental ( CLL-IDR-STP-AGR-00110), Phthalates ( CLL-IDR-STP-AGR-00139), EO, ECH, EG-DEG, VOCs,SVOCs,NVOCs (ISO 10993-7) ) | Class C
CHOKSI LABORATORIES LIMITED Building No. 1 , Survey No. 9/1 , Balaji Tulsiyana Industrial estate , Kumedi, Indore, Madhya Pradesh Pincode: 452010 | TL/MD/2025/000003 | 05-Mar-2025 | Blood Bag (Chemical Characterization, Extractable and Leachables Elemental ( CLL-IDR-STP-AGR-00110), Phthalates ( CLL-IDR-STP-AGR-00139), EO, ECH, EG-DEG, VOCs,SVOCs,NVOCs (ISO 10993-7) ) | Class C
CHOKSI LABORATORIES LIMITED Building No. 1 , Survey No. 9/1 , Balaji Tulsiyana Industrial estate , Kumedi, Indore, Madhya Pradesh Pincode: 452010 | TL/MD/2025/000003 | 05-Mar-2025 | Bone Cements (Chemical Characterization, Extractable and Leachables Elemental ( CLL-IDR-STP-AGR-00110), Phthalates ( CLL-IDR-STP-AGR-00139), EO, ECH, EG-DEG, VOCs,SVOCs,NVOCs (ISO 10993-7) ) | Class C
CHOKSI LABORATORIES LIMITED Building No. 1 , Survey No. 9/1 , Balaji Tulsiyana Industrial estate , Kumedi, Indore, Madhya Pradesh Pincode: 452010 | TL/MD/2025/000003 | 05-Mar-2025 | Cardiacanddrug eluting stents(Chemical Characterization,Extractable and Leachables ( CLL-IDR-STP-AGR-00110), Phthalates ( CLL-IDR-STP-AGR-00139), EO, ECH, EG-DEG, VOCs,SVOCs,NVOCs (ISO 10993-7) | Class C
CHOKSI LABORATORIES LIMITED Building No. 1 , Survey No. 9/1 , Balaji Tulsiyana Industrial estate , Kumedi, Indore, Madhya Pradesh Pincode: 452010 | TL/MD/2025/000003 | 05-Mar-2025 | Cardiovascular Devices (Chemical Characterization, Extractable and Leachables Elemental ( CLL-IDR-STP-AGR-00110), Phthalates ( CLL-IDR-STP-AGR-00139), EO, ECH, EG-DEG, VOCs,SVOCs,NVOCs (ISO 10993-7) ) | Class C
CHOKSI LABORATORIES LIMITED Building No. 1 , Survey No. 9/1 , Balaji Tulsiyana Industrial estate , Kumedi, Indore, Madhya Pradesh Pincode: 452010 | TL/MD/2025/000003 | 05-Mar-2025 | Catheters (Chemical Characterization, Extractable and Leachables Elemental ( CLL-IDR-STP-AGR-00110), Phthalates ( CLL-IDR-STP-AGR-00139), EO, ECH, EG-DEG, VOCs,SVOCs,NVOCs (ISO 10993-7) ) | Class C
CHOKSI LABORATORIES LIMITED Building No. 1 , Survey No. 9/1 , Balaji Tulsiyana Industrial estate , Kumedi, Indore, Madhya Pradesh Pincode: 452010 | TL/MD/2025/000003 | 05-Mar-2025 | Contact Lenses (Chemical Characterization, Extractable and Leachables Elemental ( CLL-IDR-STP-AGR-00110), Phthalates ( CLL-IDR-STP-AGR-00139), EO, ECH, EG-DEG, VOCs,SVOCs,NVOCs , ISO 10993-7 ) | Class C
CHOKSI LABORATORIES LIMITED Building No. 1 , Survey No. 9/1 , Balaji Tulsiyana Industrial estate , Kumedi, Indore, Madhya Pradesh Pincode: 452010 | TL/MD/2025/000003 | 05-Mar-2025 | Contraceptives Devices (Chemical Characterization, Extractable and Leachables Elemental ( CLL-IDR-STP-AGR-00110), Phthalates ( CLL-IDR-STP-AGR-00139), EO, ECH, EG-DEG, VOCs,SVOCs,NVOCs (ISO 10993-7) ) | Class C
CHOKSI LABORATORIES LIMITED Building No. 1 , Survey No. 9/1 , Balaji Tulsiyana Industrial estate , Kumedi, Indore, Madhya Pradesh Pincode: 452010 | TL/MD/2025/000003 | 05-Mar-2025 | Dental Implants and devices (Chemical Characterization, Extractable and Leachables ( CLL-IDR-STP-AGR-00110), Phthalates ( CLL-IDR-STP-AGR-00139), EO, ECH, EG-DEG, VOCs,SVOCs,NVOCs (ISO 10993-7) ) | Class C
CHOKSI LABORATORIES LIMITED Building No. 1 , Survey No. 9/1 , Balaji Tulsiyana Industrial estate , Kumedi, Indore, Madhya Pradesh Pincode: 452010 | TL/MD/2025/000003 | 05-Mar-2025 | Dialysis Set Kits (Chemical Characterization, Extractable and Leachables Elemental ( CLL-IDR-STP-AGR-00110), Phthalates ( CLL-IDR-STP-AGR-00139), EO, ECH, EG-DEG, VOCs,SVOCs,NVOCs (ISO 10993-7) ) | Class C
CHOKSI LABORATORIES LIMITED Building No. 1 , Survey No. 9/1 , Balaji Tulsiyana Industrial estate , Kumedi, Indore, Madhya Pradesh Pincode: 452010 | TL/MD/2025/000003 | 05-Mar-2025 | Disposable Perfusion/infusion set (Chemical Characterization, Extractable and Leachables ( CLL-IDR-STP-AGR-00110), Phthalates ( CLL-IDR-STP-AGR-00139), EO, ECH, EG-DEG, VOCs,SVOCs,NVOCs (ISO 10993-7) | Class C
CHOKSI LABORATORIES LIMITED Building No. 1 , Survey No. 9/1 , Balaji Tulsiyana Industrial estate , Kumedi, Indore, Madhya Pradesh Pincode: 452010 | TL/MD/2025/000003 | 05-Mar-2025 | Implantable medical devices (Chemical Characterization, Extractable and Leachables ( CLL-IDR-STP-AGR-00110), Phthalates ( CLL-IDR-STP-AGR-00139), EO, ECH, EG-DEG, VOCs,SVOCs,NVOCs (ISO 10993-7) | Class C
CHOKSI LABORATORIES LIMITED Building No. 1 , Survey No. 9/1 , Balaji Tulsiyana Industrial estate , Kumedi, Indore, Madhya Pradesh Pincode: 452010 | TL/MD/2025/000003 | 05-Mar-2025 | Internal ProstheticReplacements(Chemical Characterization, Extractable and Leachables ( CLL-IDR-STP-AGR-00110), Phthalates ( CLL-IDR-STP-AGR-00139), EO, ECH, EG-DEG, VOCs,SVOCs,NVOCs (ISO 10993-7) | Class C
CHOKSI LABORATORIES LIMITED Building No. 1 , Survey No. 9/1 , Balaji Tulsiyana Industrial estate , Kumedi, Indore, Madhya Pradesh Pincode: 452010 | TL/MD/2025/000003 | 05-Mar-2025 | Intraocular lens(Chemical Characterization, Extractable and Leachables Elemental ( CLL-IDR-STP-AGR-00110), Phthalates ( CLL-IDR-STP-AGR-00139), EO, ECH, EG-DEG, VOCs,SVOCs,NVOCs (ISO 10993-7) ) | Class C
CHOKSI LABORATORIES LIMITED Building No. 1 , Survey No. 9/1 , Balaji Tulsiyana Industrial estate , Kumedi, Indore, Madhya Pradesh Pincode: 452010 | TL/MD/2025/000003 | 05-Mar-2025 | Intrauterine devices (Chemical Characterization, Extractable and Leachables Elemental ( CLL-IDR-STP-AGR-00110), Phthalates ( CLL-IDR-STP-AGR-00139), EO, ECH, EG-DEG, VOCs,SVOCs,NVOCs , ISO 10993-7 ) | Class C
CHOKSI LABORATORIES LIMITED Building No. 1 , Survey No. 9/1 , Balaji Tulsiyana Industrial estate , Kumedi, Indore, Madhya Pradesh Pincode: 452010 | TL/MD/2025/000003 | 05-Mar-2025 | IV Sets (Chemical Characterization, Extractable and Leachables Elemental ( CLL-IDR-STP-AGR-00110), Phthalates ( CLL-IDR-STP-AGR-00139), EO, ECH, EG-DEG, VOCs,SVOCs,NVOCs , ISO 10993-7 ) | Class C
CHOKSI LABORATORIES LIMITED Building No. 1 , Survey No. 9/1 , Balaji Tulsiyana Industrial estate , Kumedi, Indore, Madhya Pradesh Pincode: 452010 | TL/MD/2025/000003 | 05-Mar-2025 | Needles and syringe (Chemical Characterization, Extractable and Leachables Elemental ( CLL-IDR-STP-AGR-00110), Phthalates ( CLL-IDR-STP-AGR-00139), EO, ECH, EG-DEG, VOCs,SVOCs,NVOCs , ISO 10993-7 ) | Class C
CHOKSI LABORATORIES LIMITED Building No. 1 , Survey No. 9/1 , Balaji Tulsiyana Industrial estate , Kumedi, Indore, Madhya Pradesh Pincode: 452010 | TL/MD/2025/000003 | 05-Mar-2025 | Orthopaedic implants anddevices (Chemical Characterization, Extractable and Leachables ( CLL-IDR-STP-AGR-00110), Phthalates ( CLL-IDR-STP-AGR-00139), EO, ECH, EG-DEG, VOCs,SVOCs,NVOCs , ISO 10993-7 ) | Class C
CHOKSI LABORATORIES LIMITED Building No. 1 , Survey No. 9/1 , Balaji Tulsiyana Industrial estate , Kumedi, Indore, Madhya Pradesh Pincode: 452010 | TL/MD/2025/000003 | 05-Mar-2025 | Surgical Dressing (Chemical Characterization, Extractable and Leachables Elemental ( CLL-IDR-STP-AGR-00110), Phthalates ( CLL-IDR-STP-AGR-00139), EO, ECH, EG-DEG, VOCs,SVOCs,NVOCs (ISO 10993-7) ) | Class C
CHOKSI LABORATORIES LIMITED Building No. 1 , Survey No. 9/1 , Balaji Tulsiyana Industrial estate , Kumedi, Indore, Madhya Pradesh Pincode: 452010 | TL/MD/2025/000003 | 05-Mar-2025 | Surgical Implements,Blades,scalped,tubing(Chemical Characterization, Extractable and Leachables( CLL-IDR-STP-AGR-110), Phthalates ( CLL-IDR-STP-AGR-139), EO, ECH, EG-DEG, VOCs,SVOCs,NVOCs(ISO 10993-7) | Class C
CHOKSI LABORATORIES LIMITED Building No. 1 , Survey No. 9/1 , Balaji Tulsiyana Industrial estate , Kumedi, Indore, Madhya Pradesh Pincode: 452010 | TL/MD/2025/000003 | 05-Mar-2025 | Textiles-Protection textiles (Chemical Characterization, Extractable and Leachables ( CLL-IDR-STP-AGR-00110), Phthalates ( CLL-IDR-STP-AGR-00139), EO, ECH, EG-DEG, VOCs,SVOCs,NVOCs , ISO 10993-7 ) | Class C
CHOKSI LABORATORIES LIMITED Building No. 1 , Survey No. 9/1 , Balaji Tulsiyana Industrial estate , Kumedi, Indore, Madhya Pradesh Pincode: 452010 | TL/MD/2025/000003 | 05-Mar-2025 | Cardiac and drug eluting stents(Chemical Characterization, Extractable and Leachables ( CLL-IDR-STP-AGR-00110), Phthalates ( CLL-IDR-STP-AGR-00139), EO, ECH, EG-DEG, VOCs,SVOCs,NVOCs (ISO 10993-7) ) | Class D
CHOKSI LABORATORIES LIMITED Building No. 1 , Survey No. 9/1 , Balaji Tulsiyana Industrial estate , Kumedi, Indore, Madhya Pradesh Pincode: 452010 | TL/MD/2025/000003 | 05-Mar-2025 | Cardiovascular Devices (Chemical Characterization, Extractable and Leachables Elemental ( CLL-IDR-STP-AGR-00110), Phthalates ( CLL-IDR-STP-AGR-00139), EO, ECH, EG-DEG, VOCs,SVOCs,NVOCs (ISO 10993-7) ) | Class D
CHOKSI LABORATORIES LIMITED Building No. 1 , Survey No. 9/1 , Balaji Tulsiyana Industrial estate , Kumedi, Indore, Madhya Pradesh Pincode: 452010 | TL/MD/2025/000003 | 05-Mar-2025 | Catheters (Chemical Characterization, Extractable and Leachables Elemental ( CLL-IDR-STP-AGR-00110), Phthalates ( CLL-IDR-STP-AGR-00139), EO, ECH, EG-DEG, VOCs,SVOCs,NVOCs (ISO 10993-7) ) | Class D
CHOKSI LABORATORIES LIMITED Building No. 1 , Survey No. 9/1 , Balaji Tulsiyana Industrial estate , Kumedi, Indore, Madhya Pradesh Pincode: 452010 | TL/MD/2025/000003 | 05-Mar-2025 | Contraceptives Devices(Chemical Characterization, Extractable and Leachables Elemental ( CLL-IDR-STP-AGR-00110), Phthalates ( CLL-IDR-STP-AGR-00139), EO, ECH, EG-DEG, VOCs,SVOCs,NVOCs (ISO 10993-7) ) | Class D
CHOKSI LABORATORIES LIMITED Building No. 1 , Survey No. 9/1 , Balaji Tulsiyana Industrial estate , Kumedi, Indore, Madhya Pradesh Pincode: 452010 | TL/MD/2025/000003 | 05-Mar-2025 | Implantable medical devices (Chemical Characterization, Extractable and Leachables ( CLL-IDR-STP-AGR-00110), Phthalates ( CLL-IDR-STP-AGR-00139), EO, ECH, EG-DEG, VOCs,SVOCs,NVOCs (ISO 10993-7) | Class D
CHOKSI LABORATORIES LIMITED Building No. 1 , Survey No. 9/1 , Balaji Tulsiyana Industrial estate , Kumedi, Indore, Madhya Pradesh Pincode: 452010 | TL/MD/2025/000003 | 05-Mar-2025 | Internal ProstheticReplacements(Chemical Characterization, Extractable and Leachables ( CLL-IDR-STP-AGR-00110), Phthalates ( CLL-IDR-STP-AGR-00139), EO, ECH, EG-DEG, VOCs,SVOCs,NVOCs (ISO 10993-7) | Class D
CHOKSI LABORATORIES LIMITED Building No. 1 , Survey No. 9/1 , Balaji Tulsiyana Industrial estate , Kumedi, Indore, Madhya Pradesh Pincode: 452010 | TL/MD/2025/000003 | 05-Mar-2025 | Intraocular lens (Chemical Characterization, Extractable and Leachables Elemental ( CLL-IDR-STP-AGR-00110), Phthalates ( CLL-IDR-STP-AGR-00139), EO, ECH, EG-DEG, VOCs,SVOCs,NVOCs (ISO 10993-7) ) | Class D
CHOKSI LABORATORIES LIMITED Building No. 1 , Survey No. 9/1 , Balaji Tulsiyana Industrial estate , Kumedi, Indore, Madhya Pradesh Pincode: 452010 | TL/MD/2025/000003 | 05-Mar-2025 | Intrauterine devices (Chemical Characterization, Extractable and Leachables Elemental ( CLL-IDR-STP-AGR-00110), Phthalates ( CLL-IDR-STP-AGR-00139), EO, ECH, EG-DEG, VOCs,SVOCs,NVOCs , ISO 10993-7 ) | Class D
CHOKSI LABORATORIES LIMITED Building No. 1 , Survey No. 9/1 , Balaji Tulsiyana Industrial estate , Kumedi, Indore, Madhya Pradesh Pincode: 452010 | TL/MD/2025/000003 | 05-Mar-2025 | IV Sets (Chemical Characterization, Extractable and Leachables Elemental ( CLL-IDR-STP-AGR-00110), Phthalates ( CLL-IDR-STP-AGR-00139), EO, ECH, EG-DEG, VOCs,SVOCs,NVOCs (ISO 10993-7) ) | Class D
Chromed Biosciences Pvt. Ltd. Plot C 38, KIADB Industrial Area, Hirehalli, Tumakuru (Tumkur), Karnataka Pincode: 572168 | TL/MD/2025/000004 | 21-Mar-2025 | blood bags, Invitro Cytotoxicity, ISO 10993 (Part 5) Acute Systemic Toxicity test, ISO 10993 (Part 11) Intracutaneous Reactivity Test, ISO 10993 (Part 23), | Class A
Chromed Biosciences Pvt. Ltd. Plot C 38, KIADB Industrial Area, Hirehalli, Tumakuru (Tumkur), Karnataka Pincode: 572168 | TL/MD/2025/000004 | 21-Mar-2025 | Compression Bandages, Invitro Cytotoxicity, ISO 10993 (Part 5) Acute Systemic Toxicity test, ISO 10993 (Part 11) Intracutaneous Reactivity Test, ISO 10993 (Part 23) | Class A
Chromed Biosciences Pvt. Ltd. Plot C 38, KIADB Industrial Area, Hirehalli, Tumakuru (Tumkur), Karnataka Pincode: 572168 | TL/MD/2025/000004 | 21-Mar-2025 | condom, Genotoxicity Test for gene mutation in bacteria, ISO 10993 (Part 3), Test for local effect after implantation in rabbits / rats, ISO 10993 (Part 6) | Class A
Chromed Biosciences Pvt. Ltd. Plot C 38, KIADB Industrial Area, Hirehalli, Tumakuru (Tumkur), Karnataka Pincode: 572168 | TL/MD/2025/000004 | 21-Mar-2025 | Condom, Invitro Cytotoxicity, ISO 10993 (Part 5) Acute Systemic Toxicity test, ISO 10993 (Part 11) Intracutaneous Reactivity Test, ISO 10993 (Part 23) | Class A
Chromed Biosciences Pvt. Ltd. Plot C 38, KIADB Industrial Area, Hirehalli, Tumakuru (Tumkur), Karnataka Pincode: 572168 | TL/MD/2025/000004 | 21-Mar-2025 | condom, Material Mediated Pyrogenicity test, ISO 10993 (Part 11) Skin sensitization test in Guinea Pig, ISO 10993 (Part 10) Hemocompatibility Test, ISO 10993 (Part 4) | Class A
Chromed Biosciences Pvt. Ltd. Plot C 38, KIADB Industrial Area, Hirehalli, Tumakuru (Tumkur), Karnataka Pincode: 572168 | TL/MD/2025/000004 | 21-Mar-2025 | Electrodes, Invitro Cytotoxicity, ISO 10993 (Part 5) Acute Systemic Toxicity test, ISO 10993 (Part 11) Intracutaneous Reactivity Test, ISO 10993 (Part 23) | Class A
Chromed Biosciences Pvt. Ltd. Plot C 38, KIADB Industrial Area, Hirehalli, Tumakuru (Tumkur), Karnataka Pincode: 572168 | TL/MD/2025/000004 | 21-Mar-2025 | Electrodes, Material Mediated Pyrogenicity test, ISO 10993 (Part 11) Skin sensitization test in Guinea Pig, ISO 10993 (Part 10) | Class A
Chromed Biosciences Pvt. Ltd. Plot C 38, KIADB Industrial Area, Hirehalli, Tumakuru (Tumkur), Karnataka Pincode: 572168 | TL/MD/2025/000004 | 21-Mar-2025 | External Prothesis, Invitro Cytotoxicity, ISO 10993 (Part 5) Acute Systemic Toxicity test, ISO 10993 (Part 11) Intracutaneous Reactivity Test, ISO 10993 (Part 23) | Class A
Chromed Biosciences Pvt. Ltd. Plot C 38, KIADB Industrial Area, Hirehalli, Tumakuru (Tumkur), Karnataka Pincode: 572168 | TL/MD/2025/000004 | 21-Mar-2025 | External Prothesis, Material Mediated Pyrogenicity test, ISO 10993 (Part 11) Skin sensitization test in Guinea Pig, ISO 10993 (Part 10) | Class A
Chromed Biosciences Pvt. Ltd. Plot C 38, KIADB Industrial Area, Hirehalli, Tumakuru (Tumkur), Karnataka Pincode: 572168 | TL/MD/2025/000004 | 21-Mar-2025 | feeding tube, Invitro Cytotoxicity, ISO 10993 (Part 5) Acute Systemic Toxicity test, ISO 10993 (Part 11) Intracutaneous Reactivity Test, ISO 10993 (Part 23) | Class A
Chromed Biosciences Pvt. Ltd. Plot C 38, KIADB Industrial Area, Hirehalli, Tumakuru (Tumkur), Karnataka Pincode: 572168 | TL/MD/2025/000004 | 21-Mar-2025 | feeding tube, Material Mediated Pyrogenicity test, ISO 10993 (Part 11) Skin sensitization test in Guinea Pig, ISO 10993 (Part 10) Hemocompatibility Test, ISO 10993 (Part 4) | Class A
Chromed Biosciences Pvt. Ltd. Plot C 38, KIADB Industrial Area, Hirehalli, Tumakuru (Tumkur), Karnataka Pincode: 572168 | TL/MD/2025/000004 | 21-Mar-2025 | Fixation Tapes, Invitro Cytotoxicity, ISO 10993 (Part 5) Acute Systemic Toxicity test, ISO 10993 (Part 11) Intracutaneous Reactivity Test, ISO 10993 (Part 23) | Class A
Chromed Biosciences Pvt. Ltd. Plot C 38, KIADB Industrial Area, Hirehalli, Tumakuru (Tumkur), Karnataka Pincode: 572168 | TL/MD/2025/000004 | 21-Mar-2025 | Fixation Tapes, Material Mediated Pyrogenicity test, ISO 10993 (Part 11) Skin sensitization test in Guinea Pig, ISO 10993 (Part 10) | Class A
Chromed Biosciences Pvt. Ltd. Plot C 38, KIADB Industrial Area, Hirehalli, Tumakuru (Tumkur), Karnataka Pincode: 572168 | TL/MD/2025/000004 | 21-Mar-2025 | Occlusive Patches, Invitro Cytotoxicity, ISO 10993 (Part 5) Acute Systemic Toxicity test, ISO 10993 (Part 11) Intracutaneous Reactivity Test, ISO 10993 (Part 23) | Class A
Chromed Biosciences Pvt. Ltd. Plot C 38, KIADB Industrial Area, Hirehalli, Tumakuru (Tumkur), Karnataka Pincode: 572168 | TL/MD/2025/000004 | 21-Mar-2025 | Personal protective equipment, Invitro Cytotoxicity, ISO 10993 (Part 5) Acute Systemic Toxicity test, ISO 10993 (Part 11) Intracutaneous Reactivity Test, ISO 10993 (Part 23) | Class A
Chromed Biosciences Pvt. Ltd. Plot C 38, KIADB Industrial Area, Hirehalli, Tumakuru (Tumkur), Karnataka Pincode: 572168 | TL/MD/2025/000004 | 21-Mar-2025 | Personal protective equipment, Skin sensitization test in Guinea Pig, ISO 10993 (Part 10) | Class A
Chromed Biosciences Pvt. Ltd. Plot C 38, KIADB Industrial Area, Hirehalli, Tumakuru (Tumkur), Karnataka Pincode: 572168 | TL/MD/2025/000004 | 21-Mar-2025 | Simulators and Sensors, Invitro Cytotoxicity, ISO 10993 (Part 5) Acute Systemic Toxicity test, ISO 10993 (Part 11) Intracutaneous Reactivity Test, ISO 10993 (Part 23) | Class A
Chromed Biosciences Pvt. Ltd. Plot C 38, KIADB Industrial Area, Hirehalli, Tumakuru (Tumkur), Karnataka Pincode: 572168 | TL/MD/2025/000004 | 21-Mar-2025 | Simulators and Sensors, Material Mediated Pyrogenicity test, ISO 10993 (Part 11) Skin sensitization test in Guinea Pig, ISO 10993 (Part 10) | Class A
Chromed Biosciences Pvt. Ltd. Plot C 38, KIADB Industrial Area, Hirehalli, Tumakuru (Tumkur), Karnataka Pincode: 572168 | TL/MD/2025/000004 | 21-Mar-2025 | surgical gloves, Invitro Cytotoxicity, ISO 10993 (Part 5) Acute Systemic Toxicity test, ISO 10993 (Part 11) Intracutaneous Reactivity Test, ISO 10993 (Part 23) | Class A
Chromed Biosciences Pvt. Ltd. Plot C 38, KIADB Industrial Area, Hirehalli, Tumakuru (Tumkur), Karnataka Pincode: 572168 | TL/MD/2025/000004 | 21-Mar-2025 | absorbable hemostats, Invitro Cytotoxicity, ISO 10993 (Part 5) Acute Systemic Toxicity test, ISO 10993 (Part 11) Intracutaneous Reactivity Test, ISO 10993 (Part 23) | Class B
Chromed Biosciences Pvt. Ltd. Plot C 38, KIADB Industrial Area, Hirehalli, Tumakuru (Tumkur), Karnataka Pincode: 572168 | TL/MD/2025/000004 | 21-Mar-2025 | Anesthesiology Devices and Accessories, Invitro Cytotoxicity, ISO 10993 (Part 5) Acute Systemic Toxicity test, ISO 10993 (Part 11) Intracutaneous Reactivity Test, ISO 10993 (Part 23) | Class B
Chromed Biosciences Pvt. Ltd. Plot C 38, KIADB Industrial Area, Hirehalli, Tumakuru (Tumkur), Karnataka Pincode: 572168 | TL/MD/2025/000004 | 21-Mar-2025 | Anesthesiology Devices and Accessories, Material Mediated Pyrogenicity test, ISO 10993 (Part 11) Skin sensitization test in Guinea Pig, ISO 10993 (Part 10), | Class B
Chromed Biosciences Pvt. Ltd. Plot C 38, KIADB Industrial Area, Hirehalli, Tumakuru (Tumkur), Karnataka Pincode: 572168 | TL/MD/2025/000004 | 21-Mar-2025 | Arthroscope, Invitro Cytotoxicity, ISO 10993 (Part 5) Acute Systemic Toxicity test, ISO 10993 (Part 11) Intracutaneous Reactivity Test, ISO 10993 (Part 23) | Class B
Chromed Biosciences Pvt. Ltd. Plot C 38, KIADB Industrial Area, Hirehalli, Tumakuru (Tumkur), Karnataka Pincode: 572168 | TL/MD/2025/000004 | 21-Mar-2025 | artificial larynxes, Genotoxicity Test for gene mutation in bacteria, ISO 10993 (Part 3).Test for local effect after implantation in rabbits / rats, ISO 10993 (Part 6) | Class B
Chromed Biosciences Pvt. Ltd. Plot C 38, KIADB Industrial Area, Hirehalli, Tumakuru (Tumkur), Karnataka Pincode: 572168 | TL/MD/2025/000004 | 21-Mar-2025 | artificial larynxes, Invitro Cytotoxicity, ISO 10993 (Part 5) Acute Systemic Toxicity test, ISO 10993 (Part 11) Intracutaneous Reactivity Test, ISO 10993 (Part 23) | Class B
Chromed Biosciences Pvt. Ltd. Plot C 38, KIADB Industrial Area, Hirehalli, Tumakuru (Tumkur), Karnataka Pincode: 572168 | TL/MD/2025/000004 | 21-Mar-2025 | artificial larynxes, Material Mediated Pyrogenicity test, ISO 10993 (Part 11) Skin sensitization test in Guinea Pig, ISO 10993 (Part 10) Hemocompatibility Test, ISO 10993 (Part 4) | Class B
Chromed Biosciences Pvt. Ltd. Plot C 38, KIADB Industrial Area, Hirehalli, Tumakuru (Tumkur), Karnataka Pincode: 572168 | TL/MD/2025/000004 | 21-Mar-2025 | Biomaterials polymers, Genotoxicity Test for gene mutation in bacteria, ISO 10993 (Part 3).Test for local effect after implantation in rabbits / rats, ISO 10993 (Part 6) | Class B
Chromed Biosciences Pvt. Ltd. Plot C 38, KIADB Industrial Area, Hirehalli, Tumakuru (Tumkur), Karnataka Pincode: 572168 | TL/MD/2025/000004 | 21-Mar-2025 | Biomaterials polymers, Invitro Cytotoxicity, ISO 10993 (Part 5) Acute Systemic Toxicity test, ISO 10993 (Part 11) Intracutaneous Reactivity Test, ISO 10993 (Part 23) | Class B
Chromed Biosciences Pvt. Ltd. Plot C 38, KIADB Industrial Area, Hirehalli, Tumakuru (Tumkur), Karnataka Pincode: 572168 | TL/MD/2025/000004 | 21-Mar-2025 | Biomaterials polymers, Material Mediated Pyrogenicity test, ISO 10993 (Part 11) Skin sensitization test in Guinea Pig, ISO 10993 (Part 10) Hemocompatibility Test, ISO 10993 (Part 4) | Class B
Chromed Biosciences Pvt. Ltd. Plot C 38, KIADB Industrial Area, Hirehalli, Tumakuru (Tumkur), Karnataka Pincode: 572168 | TL/MD/2025/000004 | 21-Mar-2025 | Blood Administration Sets, Genotoxicity Test for gene mutation in bacteria, ISO 10993 (Part 3). | Class B
Chromed Biosciences Pvt. Ltd. Plot C 38, KIADB Industrial Area, Hirehalli, Tumakuru (Tumkur), Karnataka Pincode: 572168 | TL/MD/2025/000004 | 21-Mar-2025 | Blood Administration Sets, Invitro Cytotoxicity, ISO 10993 (Part 5) Acute Systemic Toxicity test, ISO 10993 (Part 11) Intracutaneous Reactivity Test, ISO 10993 (Part 23) | Class B
Chromed Biosciences Pvt. Ltd. Plot C 38, KIADB Industrial Area, Hirehalli, Tumakuru (Tumkur), Karnataka Pincode: 572168 | TL/MD/2025/000004 | 21-Mar-2025 | Blood Administration Sets, Material Mediated Pyrogenicity test, ISO 10993 (Part 11) Skin sensitization test in Guinea Pig, ISO 10993 (Part 10) Hemocompatibility Test, ISO 10993 (Part 4) | Class B
Chromed Biosciences Pvt. Ltd. Plot C 38, KIADB Industrial Area, Hirehalli, Tumakuru (Tumkur), Karnataka Pincode: 572168 | TL/MD/2025/000004 | 21-Mar-2025 | blood bags, Hemocompatibility Test, ISO 10993 (Part 4) Genotoxicity Test for gene mutation in bacteria, ISO 10993 (Part 3). | Class B
Chromed Biosciences Pvt. Ltd. Plot C 38, KIADB Industrial Area, Hirehalli, Tumakuru (Tumkur), Karnataka Pincode: 572168 | TL/MD/2025/000004 | 21-Mar-2025 | blood bags, Skin sensitization test in Guinea Pig, ISO 10993 (Part 10) Genotoxicity Test for gene mutation in bacteria, ISO 10993 (Part 3). | Class B
Chromed Biosciences Pvt. Ltd. Plot C 38, KIADB Industrial Area, Hirehalli, Tumakuru (Tumkur), Karnataka Pincode: 572168 | TL/MD/2025/000004 | 21-Mar-2025 | Bronchoscope, Invitro Cytotoxicity, ISO 10993 (Part 5) Acute Systemic Toxicity test, ISO 10993 (Part 11) Intracutaneous Reactivity Test, ISO 10993 (Part 23) | Class B
Chromed Biosciences Pvt. Ltd. Plot C 38, KIADB Industrial Area, Hirehalli, Tumakuru (Tumkur), Karnataka Pincode: 572168 | TL/MD/2025/000004 | 21-Mar-2025 | Bronchoscope, Material Mediated Pyrogenicity test, ISO 10993 (Part 11) Skin sensitization test in Guinea Pig, ISO 10993 (Part 10) | Class B
Chromed Biosciences Pvt. Ltd. Plot C 38, KIADB Industrial Area, Hirehalli, Tumakuru (Tumkur), Karnataka Pincode: 572168 | TL/MD/2025/000004 | 21-Mar-2025 | Catheters, Genotoxicity Test for gene mutation in bacteria, ISO 10993 (Part 3). Genotoxicity Test for clastogenicity in mammalian Cells, ISO 10993 (Part 3). | Class B
Chromed Biosciences Pvt. Ltd. Plot C 38, KIADB Industrial Area, Hirehalli, Tumakuru (Tumkur), Karnataka Pincode: 572168 | TL/MD/2025/000004 | 21-Mar-2025 | Catheters, Invitro Cytotoxicity, ISO 10993 (Part 5) Acute Systemic Toxicity test, ISO 10993 (Part 11) Intracutaneous Reactivity Test, ISO 10993 (Part 23) | Class B
Chromed Biosciences Pvt. Ltd. Plot C 38, KIADB Industrial Area, Hirehalli, Tumakuru (Tumkur), Karnataka Pincode: 572168 | TL/MD/2025/000004 | 21-Mar-2025 | Catheters, Mammalian Chromosomal Aberration Test, ISO 10993 (Part 3) Mammalian Micronucleus test in mice, ISO 10993 (Part 3) | Class B
Chromed Biosciences Pvt. Ltd. Plot C 38, KIADB Industrial Area, Hirehalli, Tumakuru (Tumkur), Karnataka Pincode: 572168 | TL/MD/2025/000004 | 21-Mar-2025 | Catheters, Material Mediated Pyrogenicity test, ISO 10993 (Part 11) Skin sensitization test in Guinea Pig, ISO 10993 (Part 10), Hemocompatibility Test, ISO 10993 (Part 4) | Class B
Chromed Biosciences Pvt. Ltd. Plot C 38, KIADB Industrial Area, Hirehalli, Tumakuru (Tumkur), Karnataka Pincode: 572168 | TL/MD/2025/000004 | 21-Mar-2025 | Central Venous Catheters, Invitro Cytotoxicity, ISO 10993 (Part 5) Acute Systemic Toxicity test, ISO 10993 (Part 11) Intracutaneous Reactivity Test, ISO 10993 (Part 23) | Class B
Chromed Biosciences Pvt. Ltd. Plot C 38, KIADB Industrial Area, Hirehalli, Tumakuru (Tumkur), Karnataka Pincode: 572168 | TL/MD/2025/000004 | 21-Mar-2025 | chitosan, Bacterial Endotoxin Test, ISO 11737 (Part 3), Bioburden Test, ISO 11737 (Part 1) | Class B
Chromed Biosciences Pvt. Ltd. Plot C 38, KIADB Industrial Area, Hirehalli, Tumakuru (Tumkur), Karnataka Pincode: 572168 | TL/MD/2025/000004 | 21-Mar-2025 | chitosan, Genotoxicity Test for gene mutation in bacteria, ISO 10993 (Part 3), Test for local effect after implantation in rabbits / rats, ISO 10993 (Part 6) | Class B
Chromed Biosciences Pvt. Ltd. Plot C 38, KIADB Industrial Area, Hirehalli, Tumakuru (Tumkur), Karnataka Pincode: 572168 | TL/MD/2025/000004 | 21-Mar-2025 | Chitosan, Invitro Cytotoxicity, ISO 10993 (Part 5) Acute Systemic Toxicity test, ISO 10993 (Part 11) Intracutaneous Reactivity Test, ISO 10993 (Part 23) | Class B
Chromed Biosciences Pvt. Ltd. Plot C 38, KIADB Industrial Area, Hirehalli, Tumakuru (Tumkur), Karnataka Pincode: 572168 | TL/MD/2025/000004 | 21-Mar-2025 | chitosan, Material Mediated Pyrogenicity test, ISO 10993 (Part 11) Skin sensitization test in Guinea Pig, ISO 10993 (Part 10) Hemocompatibility Test, ISO 10993 (Part 4) | Class B
Chromed Biosciences Pvt. Ltd. Plot C 38, KIADB Industrial Area, Hirehalli, Tumakuru (Tumkur), Karnataka Pincode: 572168 | TL/MD/2025/000004 | 21-Mar-2025 | cochlear implants , Invitro Cytotoxicity, ISO 10993 (Part 5) Acute Systemic Toxicity test, ISO 10993 (Part 11) Intracutaneous Reactivity Test, ISO 10993 (Part 23) | Class B
Chromed Biosciences Pvt. Ltd. Plot C 38, KIADB Industrial Area, Hirehalli, Tumakuru (Tumkur), Karnataka Pincode: 572168 | TL/MD/2025/000004 | 21-Mar-2025 | cochlear implants, Material Mediated Pyrogenicity test, ISO 10993 (Part 11),,Test for local effect after implantation in rabbits / rats, ISO 10993 (Part 6) | Class B
Chromed Biosciences Pvt. Ltd. Plot C 38, KIADB Industrial Area, Hirehalli, Tumakuru (Tumkur), Karnataka Pincode: 572168 | TL/MD/2025/000004 | 21-Mar-2025 | collagen, Bacterial Endotoxin Test, ISO 11737 (Part 3), Bioburden Test, ISO 11737 (Part 1) | Class B
Chromed Biosciences Pvt. Ltd. Plot C 38, KIADB Industrial Area, Hirehalli, Tumakuru (Tumkur), Karnataka Pincode: 572168 | TL/MD/2025/000004 | 21-Mar-2025 | collagen , Genotoxicity Test for gene mutation in bacteria, ISO 10993 (Part 3).Test for local effect after implantation in rabbits / rats, ISO 10993 (Part 6) | Class B
Chromed Biosciences Pvt. Ltd. Plot C 38, KIADB Industrial Area, Hirehalli, Tumakuru (Tumkur), Karnataka Pincode: 572168 | TL/MD/2025/000004 | 21-Mar-2025 | Collagen, Invitro Cytotoxicity, ISO 10993 (Part 5) Acute Systemic Toxicity test, ISO 10993 (Part 11) Intracutaneous Reactivity Test, ISO 10993 (Part 23) | Class B
Chromed Biosciences Pvt. Ltd. Plot C 38, KIADB Industrial Area, Hirehalli, Tumakuru (Tumkur), Karnataka Pincode: 572168 | TL/MD/2025/000004 | 21-Mar-2025 | collagen, Material Mediated Pyrogenicity test, ISO 10993 (Part 11) Skin sensitization test in Guinea Pig, ISO 10993 (Part 10) Hemocompatibility Test, ISO 10993 (Part 4) | Class B
Chromed Biosciences Pvt. Ltd. Plot C 38, KIADB Industrial Area, Hirehalli, Tumakuru (Tumkur), Karnataka Pincode: 572168 | TL/MD/2025/000004 | 21-Mar-2025 | Compression Bandages, Genotoxicity Test for gene mutation in bacteria, ISO 10993 (Part 3). | Class B
Chromed Biosciences Pvt. Ltd. Plot C 38, KIADB Industrial Area, Hirehalli, Tumakuru (Tumkur), Karnataka Pincode: 572168 | TL/MD/2025/000004 | 21-Mar-2025 | Compression Bandages, Material Mediated Pyrogenicity test, ISO 10993 (Part 11) Skin sensitization test in Guinea Pig, ISO 10993 (Part 10) Hemocompatibility Test, ISO 10993 (Part 4) | Class B
Chromed Biosciences Pvt. Ltd. Plot C 38, KIADB Industrial Area, Hirehalli, Tumakuru (Tumkur), Karnataka Pincode: 572168 | TL/MD/2025/000004 | 21-Mar-2025 | Dental cement, Invitro Cytotoxicity, ISO 10993 (Part 5) Acute Systemic Toxicity test, ISO 10993 (Part 11) Intracutaneous Reactivity Test, ISO 10993 (Part 23) | Class B
Chromed Biosciences Pvt. Ltd. Plot C 38, KIADB Industrial Area, Hirehalli, Tumakuru (Tumkur), Karnataka Pincode: 572168 | TL/MD/2025/000004 | 21-Mar-2025 | dental cement, Material Mediated Pyrogenicity test, ISO 10993 (Part 11), Genotoxicity Test for gene mutation in bacteria, ISO 10993 (Part 3). | Class B
Chromed Biosciences Pvt. Ltd. Plot C 38, KIADB Industrial Area, Hirehalli, Tumakuru (Tumkur), Karnataka Pincode: 572168 | TL/MD/2025/000004 | 21-Mar-2025 | dental cement, Oral mucosa irritation test in hamster, ISO 10993 (Part 23), Test for local effect after implantation in rabbits / rats, ISO 10993 (Part 6) | Class B
Chromed Biosciences Pvt. Ltd. Plot C 38, KIADB Industrial Area, Hirehalli, Tumakuru (Tumkur), Karnataka Pincode: 572168 | TL/MD/2025/000004 | 21-Mar-2025 | dental cement, Test for local effect after implantation in rabbits / rats, ISO 10993 (Part 6) | Class B
Chromed Biosciences Pvt. Ltd. Plot C 38, KIADB Industrial Area, Hirehalli, Tumakuru (Tumkur), Karnataka Pincode: 572168 | TL/MD/2025/000004 | 21-Mar-2025 | Dental Products and implants , Genotoxicity Test for gene mutation in bacteria, ISO 10993 (Part 3).Oral mucosa irritation test in hamster, ISO 10993 (Part 23) | Class B
Chromed Biosciences Pvt. Ltd. Plot C 38, KIADB Industrial Area, Hirehalli, Tumakuru (Tumkur), Karnataka Pincode: 572168 | TL/MD/2025/000004 | 21-Mar-2025 | Dental Products and implants , Invitro Cytotoxicity, ISO 10993 (Part 5) Acute Systemic Toxicity test, ISO 10993 (Part 11) Intracutaneous Reactivity Test, ISO 10993 (Part 23) | Class B
Chromed Biosciences Pvt. Ltd. Plot C 38, KIADB Industrial Area, Hirehalli, Tumakuru (Tumkur), Karnataka Pincode: 572168 | TL/MD/2025/000004 | 21-Mar-2025 | Dental Products and implants , Material Mediated Pyrogenicity test, ISO 10993 (Part 11) Skin sensitization test in Guinea Pig, ISO 10993 (Part 10) Hemocompatibility Test, ISO 10993 (Part 4) | Class B
Chromed Biosciences Pvt. Ltd. Plot C 38, KIADB Industrial Area, Hirehalli, Tumakuru (Tumkur), Karnataka Pincode: 572168 | TL/MD/2025/000004 | 21-Mar-2025 | endotracheal tube, Genotoxicity Test for gene mutation in bacteria, ISO 10993 (Part 3), Test for local effect after implantation in rabbits / rats, ISO 10993 (Part 6) | Class B
Chromed Biosciences Pvt. Ltd. Plot C 38, KIADB Industrial Area, Hirehalli, Tumakuru (Tumkur), Karnataka Pincode: 572168 | TL/MD/2025/000004 | 21-Mar-2025 | endotracheal tube, Invitro Cytotoxicity, ISO 10993 (Part 5) Acute Systemic Toxicity test, ISO 10993 (Part 11) Intracutaneous Reactivity Test, ISO 10993 (Part 23) | Class B
Chromed Biosciences Pvt. Ltd. Plot C 38, KIADB Industrial Area, Hirehalli, Tumakuru (Tumkur), Karnataka Pincode: 572168 | TL/MD/2025/000004 | 21-Mar-2025 | endotracheal tube, Material Mediated Pyrogenicity test, ISO 10993 (Part 11) Skin sensitization test in Guinea Pig, ISO 10993 (Part 10) Hemocompatibility Test, ISO 10993 (Part 4) | Class B
Chromed Biosciences Pvt. Ltd. Plot C 38, KIADB Industrial Area, Hirehalli, Tumakuru (Tumkur), Karnataka Pincode: 572168 | TL/MD/2025/000004 | 21-Mar-2025 | ENT devices, Genotoxicity Test for gene mutation in bacteria, ISO 10993 (Part 3)., Test for local effect after implantation in rabbits / rats, ISO 10993 (Part 6) | Class B
Chromed Biosciences Pvt. Ltd. Plot C 38, KIADB Industrial Area, Hirehalli, Tumakuru (Tumkur), Karnataka Pincode: 572168 | TL/MD/2025/000004 | 21-Mar-2025 | ENT devices, Invitro Cytotoxicity, ISO 10993 (Part 5) Acute Systemic Toxicity test, ISO 10993 (Part 11) Intracutaneous Reactivity Test, ISO 10993 (Part 23) | Class B
Chromed Biosciences Pvt. Ltd. Plot C 38, KIADB Industrial Area, Hirehalli, Tumakuru (Tumkur), Karnataka Pincode: 572168 | TL/MD/2025/000004 | 21-Mar-2025 | ENT devices, Material Mediated Pyrogenicity test, ISO 10993 (Part 11) Skin sensitization test in Guinea Pig, ISO 10993 (Part 10) Hemocompatibility Test, ISO 10993 (Part 4) | Class B
Chromed Biosciences Pvt. Ltd. Plot C 38, KIADB Industrial Area, Hirehalli, Tumakuru (Tumkur), Karnataka Pincode: 572168 | TL/MD/2025/000004 | 21-Mar-2025 | Extension Sets, Genotoxicity Test for gene mutation in bacteria, ISO 10993 (Part 3). | Class B
Chromed Biosciences Pvt. Ltd. Plot C 38, KIADB Industrial Area, Hirehalli, Tumakuru (Tumkur), Karnataka Pincode: 572168 | TL/MD/2025/000004 | 21-Mar-2025 | Extension Sets, Invitro Cytotoxicity, ISO 10993 (Part 5) Acute Systemic Toxicity test, ISO 10993 (Part 11) Intracutaneous Reactivity Test, ISO 10993 (Part 23) | Class B
Chromed Biosciences Pvt. Ltd. Plot C 38, KIADB Industrial Area, Hirehalli, Tumakuru (Tumkur), Karnataka Pincode: 572168 | TL/MD/2025/000004 | 21-Mar-2025 | Extension Sets, Material Mediated Pyrogenicity test, ISO 10993 (Part 11) Skin sensitization test in Guinea Pig, ISO 10993 (Part 10) Hemocompatibility Test, ISO 10993 (Part 4) | Class B
Chromed Biosciences Pvt. Ltd. Plot C 38, KIADB Industrial Area, Hirehalli, Tumakuru (Tumkur), Karnataka Pincode: 572168 | TL/MD/2025/000004 | 21-Mar-2025 | feeding tube, Genotoxicity Test for gene mutation in bacteria, ISO 10993 (Part 3), Test for local effect after implantation in rabbits / rats, ISO 10993 (Part 6) | Class B
Chromed Biosciences Pvt. Ltd. Plot C 38, KIADB Industrial Area, Hirehalli, Tumakuru (Tumkur), Karnataka Pincode: 572168 | TL/MD/2025/000004 | 21-Mar-2025 | Female Contraceptive Devices, Genotoxicity Test for gene mutation in bacteria, ISO 10993 (Part 3).Test for local effect after implantation in rabbits / rats, ISO 10993 (Part 6) , | Class B
Chromed Biosciences Pvt. Ltd. Plot C 38, KIADB Industrial Area, Hirehalli, Tumakuru (Tumkur), Karnataka Pincode: 572168 | TL/MD/2025/000004 | 21-Mar-2025 | Female Contraceptive Devices, Invitro Cytotoxicity, ISO 10993 (Part 5) Acute Systemic Toxicity test, ISO 10993 (Part 11) Intracutaneous Reactivity Test, ISO 10993 (Part 23) | Class B
Chromed Biosciences Pvt. Ltd. Plot C 38, KIADB Industrial Area, Hirehalli, Tumakuru (Tumkur), Karnataka Pincode: 572168 | TL/MD/2025/000004 | 21-Mar-2025 | Female Contraceptive Devices, Material Mediated Pyrogenicity test, ISO 10993 (Part 11) Skin sensitization test in Guinea Pig, ISO 10993 (Part 10) Hemocompatibility Test, ISO 10993 (Part 4) | Class B
Chromed Biosciences Pvt. Ltd. Plot C 38, KIADB Industrial Area, Hirehalli, Tumakuru (Tumkur), Karnataka Pincode: 572168 | TL/MD/2025/000004 | 21-Mar-2025 | Female Contraceptive Devices, Vaginal Irritation test in Rabbits, (ISO 10993 Part 23) | Class B
Chromed Biosciences Pvt. Ltd. Plot C 38, KIADB Industrial Area, Hirehalli, Tumakuru (Tumkur), Karnataka Pincode: 572168 | TL/MD/2025/000004 | 21-Mar-2025 | Gastro Enterology Devices and Accessories, Hemocompatibility Test, ISO 10993 (Part 4) Genotoxicity Test for gene mutation in bacteria, ISO 10993 (Part 3). | Class B
Chromed Biosciences Pvt. Ltd. Plot C 38, KIADB Industrial Area, Hirehalli, Tumakuru (Tumkur), Karnataka Pincode: 572168 | TL/MD/2025/000004 | 21-Mar-2025 | Gastro Enterology Devices and Accessories, Invitro Cytotoxicity, ISO 10993 (Part 5) Acute Systemic Toxicity test, ISO 10993 (Part 11) Intracutaneous Reactivity Test, ISO 10993 (Part 23) | Class B
Chromed Biosciences Pvt. Ltd. Plot C 38, KIADB Industrial Area, Hirehalli, Tumakuru (Tumkur), Karnataka Pincode: 572168 | TL/MD/2025/000004 | 21-Mar-2025 | Gastro Enterology Devices and Accessories, Material Mediated Pyrogenicity test, ISO 10993 (Part 11) Skin sensitization test in Guinea Pig, ISO 10993 (Part 10) | Class B
Chromed Biosciences Pvt. Ltd. Plot C 38, KIADB Industrial Area, Hirehalli, Tumakuru (Tumkur), Karnataka Pincode: 572168 | TL/MD/2025/000004 | 21-Mar-2025 | Gastro Enterology Devices and Accessories, Test for local effect after implantation in rabbits / rats, ISO 10993 (Part 6) | Class B
Chromed Biosciences Pvt. Ltd. Plot C 38, KIADB Industrial Area, Hirehalli, Tumakuru (Tumkur), Karnataka Pincode: 572168 | TL/MD/2025/000004 | 21-Mar-2025 | guiding catheters, Genotoxicity Test for gene mutation in bacteria, ISO 10993 (Part 3). | Class B
Chromed Biosciences Pvt. Ltd. Plot C 38, KIADB Industrial Area, Hirehalli, Tumakuru (Tumkur), Karnataka Pincode: 572168 | TL/MD/2025/000004 | 21-Mar-2025 | Guiding catheters, Genotoxicity Test for gene mutation in bacteria, ISO 10993 (Part 3). | Class B
Chromed Biosciences Pvt. Ltd. Plot C 38, KIADB Industrial Area, Hirehalli, Tumakuru (Tumkur), Karnataka Pincode: 572168 | TL/MD/2025/000004 | 21-Mar-2025 | guiding catheters, Invitro Cytotoxicity, ISO 10993 (Part 5) Acute Systemic Toxicity test, ISO 10993 (Part 11) Intracutaneous Reactivity Test, ISO 10993 (Part 23) | Class B
Chromed Biosciences Pvt. Ltd. Plot C 38, KIADB Industrial Area, Hirehalli, Tumakuru (Tumkur), Karnataka Pincode: 572168 | TL/MD/2025/000004 | 21-Mar-2025 | guiding catheters, Material Mediated Pyrogenicity test, ISO 10993 (Part 11) Skin sensitization test in Guinea Pig, ISO 10993 (Part 10) Hemocompatibility Test, ISO 10993 (Part 4) | Class B
Chromed Biosciences Pvt. Ltd. Plot C 38, KIADB Industrial Area, Hirehalli, Tumakuru (Tumkur), Karnataka Pincode: 572168 | TL/MD/2025/000004 | 21-Mar-2025 | Guiding wire, Invitro Cytotoxicity, ISO 10993 (Part 5) Acute Systemic Toxicity test, ISO 10993 (Part 11) Intracutaneous Reactivity Test, ISO 10993 (Part 23) | Class B
Chromed Biosciences Pvt. Ltd. Plot C 38, KIADB Industrial Area, Hirehalli, Tumakuru (Tumkur), Karnataka Pincode: 572168 | TL/MD/2025/000004 | 21-Mar-2025 | Guiding wire, Material Mediated Pyrogenicity test, ISO 10993 (Part 11) Skin sensitization test in Guinea Pig, ISO 10993 (Part 10),Genotoxicity Test for gene mutation in bacteria, ISO 10993 (Part 3). | Class B
Chromed Biosciences Pvt. Ltd. Plot C 38, KIADB Industrial Area, Hirehalli, Tumakuru (Tumkur), Karnataka Pincode: 572168 | TL/MD/2025/000004 | 21-Mar-2025 | Haemonadsorbents, Genotoxicity Test for gene mutation in bacteria, ISO 10993 (Part 3). | Class B
Chromed Biosciences Pvt. Ltd. Plot C 38, KIADB Industrial Area, Hirehalli, Tumakuru (Tumkur), Karnataka Pincode: 572168 | TL/MD/2025/000004 | 21-Mar-2025 | Haemonadsorbents, Invitro Cytotoxicity, ISO 10993 (Part 5) Acute Systemic Toxicity test, ISO 10993 (Part 11) Intracutaneous Reactivity Test, ISO 10993 (Part 23) | Class B
Chromed Biosciences Pvt. Ltd. Plot C 38, KIADB Industrial Area, Hirehalli, Tumakuru (Tumkur), Karnataka Pincode: 572168 | TL/MD/2025/000004 | 21-Mar-2025 | Haemonadsorbents, Material Mediated Pyrogenicity test, ISO 10993 (Part 11) Skin sensitization test in Guinea Pig, ISO 10993 (Part 10) Hemocompatibility Test, ISO 10993 (Part 4) | Class B
Chromed Biosciences Pvt. Ltd. Plot C 38, KIADB Industrial Area, Hirehalli, Tumakuru (Tumkur), Karnataka Pincode: 572168 | TL/MD/2025/000004 | 21-Mar-2025 | Hyaluronic Acid, Invitro Cytotoxicity, ISO 10993 (Part 5) Acute Systemic Toxicity test, ISO 10993 (Part 11) Intracutaneous Reactivity Test, ISO 10993 (Part 23) | Class B
Chromed Biosciences Pvt. Ltd. Plot C 38, KIADB Industrial Area, Hirehalli, Tumakuru (Tumkur), Karnataka Pincode: 572168 | TL/MD/2025/000004 | 21-Mar-2025 | Hyaluronic Acid, Material Mediated Pyrogenicity test, ISO 10993 (Part 11) Skin sensitization test in Guinea Pig, ISO 10993 (Part 10) Hemocompatibility Test, ISO 10993 (Part 4) | Class B
Chromed Biosciences Pvt. Ltd. Plot C 38, KIADB Industrial Area, Hirehalli, Tumakuru (Tumkur), Karnataka Pincode: 572168 | TL/MD/2025/000004 | 21-Mar-2025 | Hypodermic Needles and Syringes, Genotoxicity Test for gene mutation in bacteria, ISO 10993 (Part 3), Test for local effect after implantation in rabbits / rats, ISO 10993 (Part 6) | Class B
Chromed Biosciences Pvt. Ltd. Plot C 38, KIADB Industrial Area, Hirehalli, Tumakuru (Tumkur), Karnataka Pincode: 572168 | TL/MD/2025/000004 | 21-Mar-2025 | Hypodermic Needles and Syringes, Invitro Cytotoxicity, ISO 10993 (Part 5) Acute Systemic Toxicity test, ISO 10993 (Part 11) Intracutaneous Reactivity Test, ISO 10993 (Part 23) | Class B
Chromed Biosciences Pvt. Ltd. Plot C 38, KIADB Industrial Area, Hirehalli, Tumakuru (Tumkur), Karnataka Pincode: 572168 | TL/MD/2025/000004 | 21-Mar-2025 | Hypodermic Needles and Syringes, Material Mediated Pyrogenicity test, ISO 10993 (Part 11) Skin sensitization test in Guinea Pig, ISO 10993 (Part 10) Hemocompatibility Test, ISO 10993 (Part 4) | Class B
Chromed Biosciences Pvt. Ltd. Plot C 38, KIADB Industrial Area, Hirehalli, Tumakuru (Tumkur), Karnataka Pincode: 572168 | TL/MD/2025/000004 | 21-Mar-2025 | Immunosorbents, Invitro Cytotoxicity, ISO 10993 (Part 5) Acute Systemic Toxicity test, ISO 10993 (Part 11) Intracutaneous Reactivity Test, ISO 10993 (Part 23) | Class B
Chromed Biosciences Pvt. Ltd. Plot C 38, KIADB Industrial Area, Hirehalli, Tumakuru (Tumkur), Karnataka Pincode: 572168 | TL/MD/2025/000004 | 21-Mar-2025 | Interventional Radiology Devise and Accessories,Invitro Cytotoxicity, ISO 10993 (Part 5) Acute Systemic Toxicity test, ISO 10993 (Part 11) Intracutaneous Reactivity Test, ISO 10993 (Part 23) | Class B
Chromed Biosciences Pvt. Ltd. Plot C 38, KIADB Industrial Area, Hirehalli, Tumakuru (Tumkur), Karnataka Pincode: 572168 | TL/MD/2025/000004 | 21-Mar-2025 | Interventional Radiology Devise and Accessories, Material Mediated Pyrogenicity test, ISO 10993 (Part 11) Skin sensitization test in Guinea Pig, ISO 10993 (Part 10) | Class B
Chromed Biosciences Pvt. Ltd. Plot C 38, KIADB Industrial Area, Hirehalli, Tumakuru (Tumkur), Karnataka Pincode: 572168 | TL/MD/2025/000004 | 21-Mar-2025 | Intravascular Catheter, Genotoxicity Test for gene mutation in bacteria, ISO 10993 (Part 3).Test for local effect after implantation in rabbits / rats, ISO 10993 (Part 6) | Class B
Chromed Biosciences Pvt. Ltd. Plot C 38, KIADB Industrial Area, Hirehalli, Tumakuru (Tumkur), Karnataka Pincode: 572168 | TL/MD/2025/000004 | 21-Mar-2025 | Intravascular Catheter, Invitro Cytotoxicity, ISO 10993 (Part 5) Acute Systemic Toxicity test, ISO 10993 (Part 11) Intracutaneous Reactivity Test, ISO 10993 (Part 23) | Class B
Chromed Biosciences Pvt. Ltd. Plot C 38, KIADB Industrial Area, Hirehalli, Tumakuru (Tumkur), Karnataka Pincode: 572168 | TL/MD/2025/000004 | 21-Mar-2025 | Intravascular Catheter, Material Mediated Pyrogenicity test, ISO 10993 (Part 11) Skin sensitization test in Guinea Pig, ISO 10993 (Part 10) Hemocompatibility Test, ISO 10993 (Part 4) | Class B
Chromed Biosciences Pvt. Ltd. Plot C 38, KIADB Industrial Area, Hirehalli, Tumakuru (Tumkur), Karnataka Pincode: 572168 | TL/MD/2025/000004 | 21-Mar-2025 | irrigation set, Genotoxicity Test for gene mutation in bacteria, ISO 10993 (Part 3). | Class B
Chromed Biosciences Pvt. Ltd. Plot C 38, KIADB Industrial Area, Hirehalli, Tumakuru (Tumkur), Karnataka Pincode: 572168 | TL/MD/2025/000004 | 21-Mar-2025 | irrigation set, Invitro Cytotoxicity, ISO 10993 (Part 5) Acute Systemic Toxicity test, ISO 10993 (Part 11) Intracutaneous Reactivity Test, ISO 10993 (Part 23) | Class B
Chromed Biosciences Pvt. Ltd. Plot C 38, KIADB Industrial Area, Hirehalli, Tumakuru (Tumkur), Karnataka Pincode: 572168 | TL/MD/2025/000004 | 21-Mar-2025 | irrigation set, Material Mediated Pyrogenicity test, ISO 10993 (Part 11) Skin sensitization test in Guinea Pig, ISO 10993 (Part 10) Hemocompatibility Test, ISO 10993 (Part 4) | Class B
Chromed Biosciences Pvt. Ltd. Plot C 38, KIADB Industrial Area, Hirehalli, Tumakuru (Tumkur), Karnataka Pincode: 572168 | TL/MD/2025/000004 | 21-Mar-2025 | IUD, Genotoxicity Test for gene mutation in bacteria, ISO 10993 (Part 3).Test for local effect after implantation in rabbits / rats, ISO 10993 (Part 6) | Class B
Chromed Biosciences Pvt. Ltd. Plot C 38, KIADB Industrial Area, Hirehalli, Tumakuru (Tumkur), Karnataka Pincode: 572168 | TL/MD/2025/000004 | 21-Mar-2025 | IUD, Invitro Cytotoxicity, ISO 10993 (Part 5) Acute Systemic Toxicity test, ISO 10993 (Part 11) Intracutaneous Reactivity Test, ISO 10993 (Part 23) | Class B
Chromed Biosciences Pvt. Ltd. Plot C 38, KIADB Industrial Area, Hirehalli, Tumakuru (Tumkur), Karnataka Pincode: 572168 | TL/MD/2025/000004 | 21-Mar-2025 | IUD, Material Mediated Pyrogenicity test, ISO 10993 (Part 11) Skin sensitization test in Guinea Pig, ISO 10993 (Part 10) Hemocompatibility Test, ISO 10993 (Part 4) | Class B
Chromed Biosciences Pvt. Ltd. Plot C 38, KIADB Industrial Area, Hirehalli, Tumakuru (Tumkur), Karnataka Pincode: 572168 | TL/MD/2025/000004 | 21-Mar-2025 | IV Sets and Cannula , Genotoxicity Test for gene mutation in bacteria, ISO 10993 (Part 3). | Class B
Chromed Biosciences Pvt. Ltd. Plot C 38, KIADB Industrial Area, Hirehalli, Tumakuru (Tumkur), Karnataka Pincode: 572168 | TL/MD/2025/000004 | 21-Mar-2025 | IV Sets and Cannula , Invitro Cytotoxicity, ISO 10993 (Part 5) Acute Systemic Toxicity test, ISO 10993 (Part 11) Intracutaneous Reactivity Test, ISO 10993 (Part 23) | Class B
Chromed Biosciences Pvt. Ltd. Plot C 38, KIADB Industrial Area, Hirehalli, Tumakuru (Tumkur), Karnataka Pincode: 572168 | TL/MD/2025/000004 | 21-Mar-2025 | IV Sets and Cannula , Material Mediated Pyrogenicity test, ISO 10993 (Part 11) Skin sensitization test in Guinea Pig, ISO 10993 (Part 10) Hemocompatibility Test, ISO 10993 (Part 4) | Class B
Chromed Biosciences Pvt. Ltd. Plot C 38, KIADB Industrial Area, Hirehalli, Tumakuru (Tumkur), Karnataka Pincode: 572168 | TL/MD/2025/000004 | 21-Mar-2025 | Laryngoscope, Invitro Cytotoxicity, ISO 10993 (Part 5) Acute Systemic Toxicity test, ISO 10993 (Part 11) Intracutaneous Reactivity Test, ISO 10993 (Part 23) | Class B
Chromed Biosciences Pvt. Ltd. Plot C 38, KIADB Industrial Area, Hirehalli, Tumakuru (Tumkur), Karnataka Pincode: 572168 | TL/MD/2025/000004 | 21-Mar-2025 | Laryngoscope, Material Mediated Pyrogenicity test, ISO 10993 (Part 11) Skin sensitization test in Guinea Pig, ISO 10993 (Part 10) Hemocompatibility Test, ISO 10993 (Part 4) | Class B
Chromed Biosciences Pvt. Ltd. Plot C 38, KIADB Industrial Area, Hirehalli, Tumakuru (Tumkur), Karnataka Pincode: 572168 | TL/MD/2025/000004 | 21-Mar-2025 | ligation clips, Genotoxicity Test for gene mutation in bacteria, ISO 10993 (Part 3). | Class B
Chromed Biosciences Pvt. Ltd. Plot C 38, KIADB Industrial Area, Hirehalli, Tumakuru (Tumkur), Karnataka Pincode: 572168 | TL/MD/2025/000004 | 21-Mar-2025 | ligation clips, Invitro Cytotoxicity, ISO 10993 (Part 5) Acute Systemic Toxicity test, ISO 10993 (Part 11) Intracutaneous Reactivity Test, ISO 10993 (Part 23) | Class B
Chromed Biosciences Pvt. Ltd. Plot C 38, KIADB Industrial Area, Hirehalli, Tumakuru (Tumkur), Karnataka Pincode: 572168 | TL/MD/2025/000004 | 21-Mar-2025 | ligation clips, Material Mediated Pyrogenicity test, ISO 10993 (Part 11) Skin sensitization test in Guinea Pig, ISO 10993 (Part 10),Hemocompatibility Test, ISO 10993 (Part 4) | Class B
Chromed Biosciences Pvt. Ltd. Plot C 38, KIADB Industrial Area, Hirehalli, Tumakuru (Tumkur), Karnataka Pincode: 572168 | TL/MD/2025/000004 | 21-Mar-2025 | Neuromuscular Sensor and Stimulator, Genotoxicity Test for gene mutation in bacteria, ISO 10993 (Part 3). | Class B
Chromed Biosciences Pvt. Ltd. Plot C 38, KIADB Industrial Area, Hirehalli, Tumakuru (Tumkur), Karnataka Pincode: 572168 | TL/MD/2025/000004 | 21-Mar-2025 | Neuromuscular Sensor and Stimulator, Invitro Cytotoxicity, ISO 10993 (Part 5) Acute Systemic Toxicity test, ISO 10993 (Part 11) Intracutaneous Reactivity Test, ISO 10993 (Part 23) | Class B
Chromed Biosciences Pvt. Ltd. Plot C 38, KIADB Industrial Area, Hirehalli, Tumakuru (Tumkur), Karnataka Pincode: 572168 | TL/MD/2025/000004 | 21-Mar-2025 | Neuromuscular Sensor and Stimulator, Material Mediated Pyrogenicity test, ISO 10993 (Part 11) Skin sensitization test in Guinea Pig, ISO 10993 (Part 10) Hemocompatibility Test, ISO 10993 (Part 4) | Class B
Chromed Biosciences Pvt. Ltd. Plot C 38, KIADB Industrial Area, Hirehalli, Tumakuru (Tumkur), Karnataka Pincode: 572168 | TL/MD/2025/000004 | 21-Mar-2025 | Occlusive Patches, Genotoxicity Test for gene mutation in bacteria, ISO 10993 (Part 3). | Class B
Chromed Biosciences Pvt. Ltd. Plot C 38, KIADB Industrial Area, Hirehalli, Tumakuru (Tumkur), Karnataka Pincode: 572168 | TL/MD/2025/000004 | 21-Mar-2025 | Occlusive Patches,Material Mediated Pyrogenicity test, ISO 10993 (Part 11) Skin sensitization test in Guinea Pig, ISO 10993 (Part 10) Hemocompatibility Test, ISO 10993 (Part 4) | Class B
Chromed Biosciences Pvt. Ltd. Plot C 38, KIADB Industrial Area, Hirehalli, Tumakuru (Tumkur), Karnataka Pincode: 572168 | TL/MD/2025/000004 | 21-Mar-2025 | Ocular lens and solution, Invitro Cytotoxicity, ISO 10993 (Part 5) Acute Systemic Toxicity test, ISO 10993 (Part 11) Intracutaneous Reactivity Test, ISO 10993 (Part 23) | Class B
Chromed Biosciences Pvt. Ltd. Plot C 38, KIADB Industrial Area, Hirehalli, Tumakuru (Tumkur), Karnataka Pincode: 572168 | TL/MD/2025/000004 | 21-Mar-2025 | Ocular lens and solutions, Genotoxicity Test for gene mutation in bacteria, ISO 10993 (Part 3).Bacterial Endotoxin Test, ISO 11737 (Part 3), Bioburden Test, ISO 11737 (Part 1) | Class B
Chromed Biosciences Pvt. Ltd. Plot C 38, KIADB Industrial Area, Hirehalli, Tumakuru (Tumkur), Karnataka Pincode: 572168 | TL/MD/2025/000004 | 21-Mar-2025 | Ocular lens and solutions, Material Mediated Pyrogenicity test, ISO 10993 (Part 11) Skin sensitization test in Guinea Pig, ISO 10993 (Part 10) | Class B
Chromed Biosciences Pvt. Ltd. Plot C 38, KIADB Industrial Area, Hirehalli, Tumakuru (Tumkur), Karnataka Pincode: 572168 | TL/MD/2025/000004 | 21-Mar-2025 | Ocular Lens and Solutions, Ocular Irritation Test, ISO 10993 (Part 23) | Class B
Chromed Biosciences Pvt. Ltd. Plot C 38, KIADB Industrial Area, Hirehalli, Tumakuru (Tumkur), Karnataka Pincode: 572168 | TL/MD/2025/000004 | 21-Mar-2025 | Ophthalmic Devices and Solutions, Genotoxicity Test for gene mutation in bacteria, ISO 10993 (Part 3).,Occular irritationtest, ISO 10993 (Part 23) | Class B
Chromed Biosciences Pvt. Ltd. Plot C 38, KIADB Industrial Area, Hirehalli, Tumakuru (Tumkur), Karnataka Pincode: 572168 | TL/MD/2025/000004 | 21-Mar-2025 | Ophthalmic Devices and Solutions, Invitro Cytotoxicity, ISO 10993 (Part 5) Acute Systemic Toxicity test, ISO 10993 (Part 11) Intracutaneous Reactivity Test, ISO 10993 (Part 23) | Class B
Chromed Biosciences Pvt. Ltd. Plot C 38, KIADB Industrial Area, Hirehalli, Tumakuru (Tumkur), Karnataka Pincode: 572168 | TL/MD/2025/000004 | 21-Mar-2025 | Ophthalmic Devices and Solutions, Material Mediated Pyrogenicity test, ISO 10993 (Part 11) Skin sensitization test in Guinea Pig, ISO 10993 (Part 10) Hemocompatibility Test, ISO 10993 (Part 4) | Class B
Chromed Biosciences Pvt. Ltd. Plot C 38, KIADB Industrial Area, Hirehalli, Tumakuru (Tumkur), Karnataka Pincode: 572168 | TL/MD/2025/000004 | 21-Mar-2025 | Oral Solution, Invitro Cytotoxicity, ISO 10993 (Part 5) Acute Systemic Toxicity test, ISO 10993 (Part 11), Oral mucosa irritation test in hamster, ISO 10993 (Part 23) | Class B
Chromed Biosciences Pvt. Ltd. Plot C 38, KIADB Industrial Area, Hirehalli, Tumakuru (Tumkur), Karnataka Pincode: 572168 | TL/MD/2025/000004 | 21-Mar-2025 | OT Medical Devices and Accessories, Invitro Cytotoxicity, ISO 10993 (Part 5) Acute Systemic Toxicity test, ISO 10993 (Part 11) Intracutaneous Reactivity Test, ISO 10993 (Part 23) | Class B
Chromed Biosciences Pvt. Ltd. Plot C 38, KIADB Industrial Area, Hirehalli, Tumakuru (Tumkur), Karnataka Pincode: 572168 | TL/MD/2025/000004 | 21-Mar-2025 | Pain Management Devices and Accessories, Invitro Cytotoxicity, ISO 10993 (Part 5) Acute Systemic Toxicity test, ISO 10993 (Part 11) Intracutaneous Reactivity Test, ISO 10993 (Part 23) | Class B
Chromed Biosciences Pvt. Ltd. Plot C 38, KIADB Industrial Area, Hirehalli, Tumakuru (Tumkur), Karnataka Pincode: 572168 | TL/MD/2025/000004 | 21-Mar-2025 | Pain Management Devices and Accessories, Material Mediated Pyrogenicity test, ISO 10993 (Part 11) Skin sensitization test in Guinea Pig, ISO 10993 (Part 10) | Class B
Chromed Biosciences Pvt. Ltd. Plot C 38, KIADB Industrial Area, Hirehalli, Tumakuru (Tumkur), Karnataka Pincode: 572168 | TL/MD/2025/000004 | 21-Mar-2025 | Parenteral Nutrition Catheters, Invitro Cytotoxicity, ISO 10993 (Part 5) Acute Systemic Toxicity test, ISO 10993 (Part 11) Intracutaneous Reactivity Test, ISO 10993 (Part 23) | Class B
Chromed Biosciences Pvt. Ltd. Plot C 38, KIADB Industrial Area, Hirehalli, Tumakuru (Tumkur), Karnataka Pincode: 572168 | TL/MD/2025/000004 | 21-Mar-2025 | Parenteral Nutrition Catheters, Material Mediated Pyrogenicity test, ISO 10993 (Part 11) Skin sensitization test in Guinea Pig, ISO 10993 (Part 10) Hemocompatibility Test, ISO 10993 (Part 4) | Class B
Chromed Biosciences Pvt. Ltd. Plot C 38, KIADB Industrial Area, Hirehalli, Tumakuru (Tumkur), Karnataka Pincode: 572168 | TL/MD/2025/000004 | 21-Mar-2025 | Perfusion Catheters, Genotoxicity Test for gene mutation in bacteria, ISO 10993 (Part 3). | Class B
Chromed Biosciences Pvt. Ltd. Plot C 38, KIADB Industrial Area, Hirehalli, Tumakuru (Tumkur), Karnataka Pincode: 572168 | TL/MD/2025/000004 | 21-Mar-2025 | Perfusion Catheters, Invitro Cytotoxicity, ISO 10993 (Part 5) Acute Systemic Toxicity test, ISO 10993 (Part 11) Intracutaneous Reactivity Test, ISO 10993 (Part 23) | Class B
Chromed Biosciences Pvt. Ltd. Plot C 38, KIADB Industrial Area, Hirehalli, Tumakuru (Tumkur), Karnataka Pincode: 572168 | TL/MD/2025/000004 | 21-Mar-2025 | Perfusion Catheters, Material Mediated Pyrogenicity test, ISO 10993 (Part 11) Skin sensitization test in Guinea Pig, ISO 10993 (Part 10) Hemocompatibility Test, ISO 10993 (Part 4) | Class B
Chromed Biosciences Pvt. Ltd. Plot C 38, KIADB Industrial Area, Hirehalli, Tumakuru (Tumkur), Karnataka Pincode: 572168 | TL/MD/2025/000004 | 21-Mar-2025 | Perfusion sets, Invitro Cytotoxicity, ISO 10993 (Part 5) Acute Systemic Toxicity test, ISO 10993 (Part 11) Intracutaneous Reactivity Test, ISO 10993 (Part 23) | Class B
Chromed Biosciences Pvt. Ltd. Plot C 38, KIADB Industrial Area, Hirehalli, Tumakuru (Tumkur), Karnataka Pincode: 572168 | TL/MD/2025/000004 | 21-Mar-2025 | Preservative Solutions, Invitro Cytotoxicity, ISO 10993 (Part 5) Acute Systemic Toxicity test, ISO 10993 (Part 11) | Class B
Chromed Biosciences Pvt. Ltd. Plot C 38, KIADB Industrial Area, Hirehalli, Tumakuru (Tumkur), Karnataka Pincode: 572168 | TL/MD/2025/000004 | 21-Mar-2025 | Replacement Tendons, Bacterial Endotoxin Test, ISO 11737 (Part 3), Bioburden Test, ISO 11737 (Part 1) | Class B
Chromed Biosciences Pvt. Ltd. Plot C 38, KIADB Industrial Area, Hirehalli, Tumakuru (Tumkur), Karnataka Pincode: 572168 | TL/MD/2025/000004 | 21-Mar-2025 | Replacement Tendons, Genotoxicity Test for gene mutation in bacteria, ISO 10993 (Part 3).Test for local effect after implantation in rabbits / rats, ISO 10993 (Part 6) | Class B
Chromed Biosciences Pvt. Ltd. Plot C 38, KIADB Industrial Area, Hirehalli, Tumakuru (Tumkur), Karnataka Pincode: 572168 | TL/MD/2025/000004 | 21-Mar-2025 | respiratory devices, Genotoxicity Test for gene mutation in bacteria, ISO 10993 (Part 3), Test for local effect after implantation in rabbits / rats, ISO 10993 (Part 6) | Class B
Chromed Biosciences Pvt. Ltd. Plot C 38, KIADB Industrial Area, Hirehalli, Tumakuru (Tumkur), Karnataka Pincode: 572168 | TL/MD/2025/000004 | 21-Mar-2025 | respiratory devices, Genotoxicity Test for gene mutation in bacteria, ISO 10993 (Part 3), Test for local effect after implantation in rabbits / rats, ISO 10993 (Part 6) | Class B
Chromed Biosciences Pvt. Ltd. Plot C 38, KIADB Industrial Area, Hirehalli, Tumakuru (Tumkur), Karnataka Pincode: 572168 | TL/MD/2025/000004 | 21-Mar-2025 | Respiratory devices, Invitro Cytotoxicity, ISO 10993 (Part 5) Acute Systemic Toxicity test, ISO 10993 (Part 11) Intracutaneous Reactivity Test, ISO 10993 (Part 23) | Class B
Chromed Biosciences Pvt. Ltd. Plot C 38, KIADB Industrial Area, Hirehalli, Tumakuru (Tumkur), Karnataka Pincode: 572168 | TL/MD/2025/000004 | 21-Mar-2025 | respiratory devices, Material Mediated Pyrogenicity test, ISO 10993 (Part 11) Skin sensitization test in Guinea Pig, ISO 10993 (Part 10) Hemocompatibility Test, ISO 10993 (Part 4) | Class B
Chromed Biosciences Pvt. Ltd. Plot C 38, KIADB Industrial Area, Hirehalli, Tumakuru (Tumkur), Karnataka Pincode: 572168 | TL/MD/2025/000004 | 21-Mar-2025 | Skin Staples, Genotoxicity Test for gene mutation in bacteria, ISO 10993 (Part 3). Genotoxicity Test for clastogenicity in mammalian Cells, ISO 10993 (Part 3). | Class B
Chromed Biosciences Pvt. Ltd. Plot C 38, KIADB Industrial Area, Hirehalli, Tumakuru (Tumkur), Karnataka Pincode: 572168 | TL/MD/2025/000004 | 21-Mar-2025 | Skin Staples, Invitro Cytotoxicity, ISO 10993 (Part 5) Acute Systemic Toxicity test, ISO 10993 (Part 11) Intracutaneous Reactivity Test, ISO 10993 (Part 23) | Class B
Chromed Biosciences Pvt. Ltd. Plot C 38, KIADB Industrial Area, Hirehalli, Tumakuru (Tumkur), Karnataka Pincode: 572168 | TL/MD/2025/000004 | 21-Mar-2025 | Skin Staples, Material Mediated Pyrogenicity test, ISO 10993 (Part 11) Skin sensitization test in Guinea Pig, ISO 10993 (Part 10) Hemocompatibility Test, ISO 10993 (Part 4) | Class B
Chromed Biosciences Pvt. Ltd. Plot C 38, KIADB Industrial Area, Hirehalli, Tumakuru (Tumkur), Karnataka Pincode: 572168 | TL/MD/2025/000004 | 21-Mar-2025 | Skin Staples, Test for local effect after implantation in rabbits / rats, ISO 10993 (Part 6) | Class B
Chromed Biosciences Pvt. Ltd. Plot C 38, KIADB Industrial Area, Hirehalli, Tumakuru (Tumkur), Karnataka Pincode: 572168 | TL/MD/2025/000004 | 21-Mar-2025 | Solution Administration Sets, Invitro Cytotoxicity, ISO 10993 (Part 5) Acute Systemic Toxicity test, ISO 10993 (Part 11) Intracutaneous Reactivity Test, ISO 10993 (Part 23) | Class B
Chromed Biosciences Pvt. Ltd. Plot C 38, KIADB Industrial Area, Hirehalli, Tumakuru (Tumkur), Karnataka Pincode: 572168 | TL/MD/2025/000004 | 21-Mar-2025 | Solution Administration Sets, Material Mediated Pyrogenicity test, ISO 10993 (Part 11) Skin sensitization test in Guinea Pig, ISO 10993 (Part 10) | Class B
Chromed Biosciences Pvt. Ltd. Plot C 38, KIADB Industrial Area, Hirehalli, Tumakuru (Tumkur), Karnataka Pincode: 572168 | TL/MD/2025/000004 | 21-Mar-2025 | surgical blade and devices, Genotoxicity Test for gene mutation in bacteria, ISO 10993 (Part 3).Test for local effect after implantation in rabbits / rats, ISO 10993 (Part 6) | Class B
Chromed Biosciences Pvt. Ltd. Plot C 38, KIADB Industrial Area, Hirehalli, Tumakuru (Tumkur), Karnataka Pincode: 572168 | TL/MD/2025/000004 | 21-Mar-2025 | surgical blade and devices, Invitro Cytotoxicity, ISO 10993 (Part 5) Acute Systemic Toxicity test, ISO 10993 (Part 11) Intracutaneous Reactivity Test, ISO 10993 (Part 23) | Class B
Chromed Biosciences Pvt. Ltd. Plot C 38, KIADB Industrial Area, Hirehalli, Tumakuru (Tumkur), Karnataka Pincode: 572168 | TL/MD/2025/000004 | 21-Mar-2025 | surgical blade and devices , Material Mediated Pyrogenicity test, ISO 10993 (Part 11) Skin sensitization test in Guinea Pig, ISO 10993 (Part 10) Hemocompatibility Test, ISO 10993 (Part 4) | Class B
Chromed Biosciences Pvt. Ltd. Plot C 38, KIADB Industrial Area, Hirehalli, Tumakuru (Tumkur), Karnataka Pincode: 572168 | TL/MD/2025/000004 | 21-Mar-2025 | Surgical Gloves, Genotoxicity Test for gene mutation in bacteria, ISO 10993 (Part 3).Bacterial Endotoxin Test, ISO 11737 (Part 3), Bioburden Test, ISO 11737 (Part 1) | Class B
Chromed Biosciences Pvt. Ltd. Plot C 38, KIADB Industrial Area, Hirehalli, Tumakuru (Tumkur), Karnataka Pincode: 572168 | TL/MD/2025/000004 | 21-Mar-2025 | Surgical Gloves, Invitro Cytotoxicity, ISO 10993 (Part 5) Acute Systemic Toxicity test, ISO 10993 (Part 11) Intracutaneous Reactivity Test, ISO 10993 (Part 23) | Class B
Chromed Biosciences Pvt. Ltd. Plot C 38, KIADB Industrial Area, Hirehalli, Tumakuru (Tumkur), Karnataka Pincode: 572168 | TL/MD/2025/000004 | 21-Mar-2025 | Surgical Gloves, Material Mediated Pyrogenicity test, ISO 10993 (Part 11) Skin sensitization test in Guinea Pig, ISO 10993 (Part 10) Hemocompatibility Test, ISO 10993 (Part 4) | Class B
Chromed Biosciences Pvt. Ltd. Plot C 38, KIADB Industrial Area, Hirehalli, Tumakuru (Tumkur), Karnataka Pincode: 572168 | TL/MD/2025/000004 | 21-Mar-2025 | Sutures, Genotoxicity Test for gene mutation in bacteria, ISO 10993 (Part 3). Genotoxicity Test for clastogenicity in mammalian Cells, ISO 10993 (Part 3). | Class B
Chromed Biosciences Pvt. Ltd. Plot C 38, KIADB Industrial Area, Hirehalli, Tumakuru (Tumkur), Karnataka Pincode: 572168 | TL/MD/2025/000004 | 21-Mar-2025 | Sutures, Material Mediated Pyrogenicity test, ISO 10993 (Part 11) Skin sensitization test in Guinea Pig, ISO 10993 (Part 10) Hemocompatibility Test, ISO 10993 (Part 4) | Class B
Chromed Biosciences Pvt. Ltd. Plot C 38, KIADB Industrial Area, Hirehalli, Tumakuru (Tumkur), Karnataka Pincode: 572168 | TL/MD/2025/000004 | 21-Mar-2025 | Sutures, Test for local effect after implantation in rabbits / rats, ISO 10993 (Part 6) | Class B
Chromed Biosciences Pvt. Ltd. Plot C 38, KIADB Industrial Area, Hirehalli, Tumakuru (Tumkur), Karnataka Pincode: 572168 | TL/MD/2025/000004 | 21-Mar-2025 | Temporary pacemaker electrodes, Invitro Cytotoxicity, ISO 10993 (Part 5) Acute Systemic Toxicity test, ISO 10993 (Part 11) Intracutaneous Reactivity Test, ISO 10993 (Part 23) | Class B
Chromed Biosciences Pvt. Ltd. Plot C 38, KIADB Industrial Area, Hirehalli, Tumakuru (Tumkur), Karnataka Pincode: 572168 | TL/MD/2025/000004 | 21-Mar-2025 | Temporary pacemaker electrodes , Material Mediated Pyrogenicity test, ISO 10993 (Part 11) Skin sensitization test in Guinea Pig, ISO 10993 (Part 10) | Class B
Chromed Biosciences Pvt. Ltd. Plot C 38, KIADB Industrial Area, Hirehalli, Tumakuru (Tumkur), Karnataka Pincode: 572168 | TL/MD/2025/000004 | 21-Mar-2025 | transfusion sets, Genotoxicity Test for gene mutation in bacteria, ISO 10993 (Part 3). | Class B
Chromed Biosciences Pvt. Ltd. Plot C 38, KIADB Industrial Area, Hirehalli, Tumakuru (Tumkur), Karnataka Pincode: 572168 | TL/MD/2025/000004 | 21-Mar-2025 | transfusion sets, Invitro Cytotoxicity, ISO 10993 (Part 5) Acute Systemic Toxicity test, ISO 10993 (Part 11) Intracutaneous Reactivity Test, ISO 10993 (Part 23) | Class B
Chromed Biosciences Pvt. Ltd. Plot C 38, KIADB Industrial Area, Hirehalli, Tumakuru (Tumkur), Karnataka Pincode: 572168 | TL/MD/2025/000004 | 21-Mar-2025 | transfusion sets, Material Mediated Pyrogenicity test, ISO 10993 (Part 11) Skin sensitization test in Guinea Pig, ISO 10993 (Part 10) Hemocompatibility Test, ISO 10993 (Part 4) | Class B
Chromed Biosciences Pvt. Ltd. Plot C 38, KIADB Industrial Area, Hirehalli, Tumakuru (Tumkur), Karnataka Pincode: 572168 | TL/MD/2025/000004 | 21-Mar-2025 | ulcer patches , Genotoxicity Test for gene mutation in bacteria, ISO 10993 (Part 3).Test for local effect after implantation in rabbits / rats, ISO 10993 (Part 6) | Class B
Chromed Biosciences Pvt. Ltd. Plot C 38, KIADB Industrial Area, Hirehalli, Tumakuru (Tumkur), Karnataka Pincode: 572168 | TL/MD/2025/000004 | 21-Mar-2025 | ulcer patches , Invitro Cytotoxicity, ISO 10993 (Part 5) Acute Systemic Toxicity test, ISO 10993 (Part 11) Intracutaneous Reactivity Test, ISO 10993 (Part 23) | Class B
Chromed Biosciences Pvt. Ltd. Plot C 38, KIADB Industrial Area, Hirehalli, Tumakuru (Tumkur), Karnataka Pincode: 572168 | TL/MD/2025/000004 | 21-Mar-2025 | ulcer patches , Material Mediated Pyrogenicity test, ISO 10993 (Part 11) Skin sensitization test in Guinea Pig, ISO 10993 (Part 10) Hemocompatibility Test, ISO 10993 (Part 4) | Class B
Chromed Biosciences Pvt. Ltd. Plot C 38, KIADB Industrial Area, Hirehalli, Tumakuru (Tumkur), Karnataka Pincode: 572168 | TL/MD/2025/000004 | 21-Mar-2025 | Urology Devices and Accessories, Genotoxicity Test for gene mutation in bacteria, ISO 10993 (Part 3).Test for local effect after implantation in rabbits / rats, ISO 10993 (Part 6) | Class B
Chromed Biosciences Pvt. Ltd. Plot C 38, KIADB Industrial Area, Hirehalli, Tumakuru (Tumkur), Karnataka Pincode: 572168 | TL/MD/2025/000004 | 21-Mar-2025 | Urology Devices and Accessories, Invitro Cytotoxicity, ISO 10993 (Part 5) Acute Systemic Toxicity test, ISO 10993 (Part 11) Intracutaneous Reactivity Test, ISO 10993 (Part 23) | Class B
Chromed Biosciences Pvt. Ltd. Plot C 38, KIADB Industrial Area, Hirehalli, Tumakuru (Tumkur), Karnataka Pincode: 572168 | TL/MD/2025/000004 | 21-Mar-2025 | Urology Devices and Accessories, Material Mediated Pyrogenicity test, ISO 10993 (Part 11) Skin sensitization test in Guinea Pig, ISO 10993 (Part 10) Hemocompatibility Test, ISO 10993 (Part 4) | Class B
Chromed Biosciences Pvt. Ltd. Plot C 38, KIADB Industrial Area, Hirehalli, Tumakuru (Tumkur), Karnataka Pincode: 572168 | TL/MD/2025/000004 | 21-Mar-2025 | vascular grafts, Genotoxicity Test for gene mutation in bacteria, ISO 10993 (Part 3), Test for local effect after implantation in rabbits / rats, ISO 10993 (Part 6) | Class B
Chromed Biosciences Pvt. Ltd. Plot C 38, KIADB Industrial Area, Hirehalli, Tumakuru (Tumkur), Karnataka Pincode: 572168 | TL/MD/2025/000004 | 21-Mar-2025 | vascular grafts , Invitro Cytotoxicity, ISO 10993 (Part 5) Acute Systemic Toxicity test, ISO 10993 (Part 11) Intracutaneous Reactivity Test, ISO 10993 (Part 23) | Class B
Chromed Biosciences Pvt. Ltd. Plot C 38, KIADB Industrial Area, Hirehalli, Tumakuru (Tumkur), Karnataka Pincode: 572168 | TL/MD/2025/000004 | 21-Mar-2025 | vascular grafts, Material Mediated Pyrogenicity test, ISO 10993 (Part 11) Skin sensitization test in Guinea Pig, ISO 10993 (Part 10) Hemocompatibility Test, ISO 10993 (Part 4) | Class B
Chromed Biosciences Pvt. Ltd. Plot C 38, KIADB Industrial Area, Hirehalli, Tumakuru (Tumkur), Karnataka Pincode: 572168 | TL/MD/2025/000004 | 21-Mar-2025 | Ventricular Assist Devices, Genotoxicity Test for gene mutation in bacteria, ISO 10993 (Part 3). | Class B
Chromed Biosciences Pvt. Ltd. Plot C 38, KIADB Industrial Area, Hirehalli, Tumakuru (Tumkur), Karnataka Pincode: 572168 | TL/MD/2025/000004 | 21-Mar-2025 | Ventricular Assist Devices, Invitro Cytotoxicity, ISO 10993 (Part 5) Acute Systemic Toxicity test, ISO 10993 (Part 11) Intracutaneous Reactivity Test, ISO 10993 (Part 23) | Class B
Chromed Biosciences Pvt. Ltd. Plot C 38, KIADB Industrial Area, Hirehalli, Tumakuru (Tumkur), Karnataka Pincode: 572168 | TL/MD/2025/000004 | 21-Mar-2025 | Ventricular Assist Devices, Material Mediated Pyrogenicity test, ISO 10993 (Part 11) Skin sensitization test in Guinea Pig, ISO 10993 (Part 10) Hemocompatibility Test, ISO 10993 (Part 4) | Class B
Chromed Biosciences Pvt. Ltd. Plot C 38, KIADB Industrial Area, Hirehalli, Tumakuru (Tumkur), Karnataka Pincode: 572168 | TL/MD/2025/000004 | 21-Mar-2025 | Wound Healing and Dressing Materials, Invitro Cytotoxicity, ISO 10993 (Part 5) Acute Systemic Toxicity test, ISO 10993 (Part 11) Intracutaneous Reactivity Test, ISO 10993 (Part 23) | Class B
Chromed Biosciences Pvt. Ltd. Plot C 38, KIADB Industrial Area, Hirehalli, Tumakuru (Tumkur), Karnataka Pincode: 572168 | TL/MD/2025/000004 | 21-Mar-2025 | wound healing material, Material Mediated Pyrogenicity test, ISO 10993 (Part 11) Skin sensitization test in Guinea Pig, ISO 10993 (Part 10) Hemocompatibility Test, ISO 10993 (Part 4) | Class B
Chromed Biosciences Pvt. Ltd. Plot C 38, KIADB Industrial Area, Hirehalli, Tumakuru (Tumkur), Karnataka Pincode: 572168 | TL/MD/2025/000004 | 21-Mar-2025 | Bone Grafts and prothesis, Bacterial Endotoxin Test, ISO 11737 (Part 3), Bioburden Test, ISO 11737 (Part 1) | Class C
Chromed Biosciences Pvt. Ltd. Plot C 38, KIADB Industrial Area, Hirehalli, Tumakuru (Tumkur), Karnataka Pincode: 572168 | TL/MD/2025/000004 | 21-Mar-2025 | Bone Grafts and prothesis, Genotoxicity Test for gene mutation in bacteria, ISO 10993 (Part 3)., | Class C
Chromed Biosciences Pvt. Ltd. Plot C 38, KIADB Industrial Area, Hirehalli, Tumakuru (Tumkur), Karnataka Pincode: 572168 | TL/MD/2025/000004 | 21-Mar-2025 | Bone Grafts and prothesis, Invitro Cytotoxicity, ISO 10993 (Part 5) Acute Systemic Toxicity test, ISO 10993 (Part 11) Intracutaneous Reactivity Test, ISO 10993 (Part 23) | Class C
Chromed Biosciences Pvt. Ltd. Plot C 38, KIADB Industrial Area, Hirehalli, Tumakuru (Tumkur), Karnataka Pincode: 572168 | TL/MD/2025/000004 | 21-Mar-2025 | Bone Grafts and prothesis, Material Mediated Pyrogenicity test, ISO 10993 (Part 11) Skin sensitization test in Guinea Pig, ISO 10993 (Part 10) Hemocompatibility Test, ISO 10993 (Part 4) | Class C
Chromed Biosciences Pvt. Ltd. Plot C 38, KIADB Industrial Area, Hirehalli, Tumakuru (Tumkur), Karnataka Pincode: 572168 | TL/MD/2025/000004 | 21-Mar-2025 | Breast Implants, Bacterial Endotoxin Test, ISO 11737 (Part 3), Bioburden Test, ISO 11737 (Part 1) | Class C
Chromed Biosciences Pvt. Ltd. Plot C 38, KIADB Industrial Area, Hirehalli, Tumakuru (Tumkur), Karnataka Pincode: 572168 | TL/MD/2025/000004 | 21-Mar-2025 | Breast Implants, Genotoxicity Test for gene mutation in bacteria, ISO 10993 (Part 3).,Test for local effect after implantation in rabbits / rats, ISO 10993 (Part 6) | Class C
Chromed Biosciences Pvt. Ltd. Plot C 38, KIADB Industrial Area, Hirehalli, Tumakuru (Tumkur), Karnataka Pincode: 572168 | TL/MD/2025/000004 | 21-Mar-2025 | Breast Implants, Invitro Cytotoxicity, ISO 10993 (Part 5) Acute Systemic Toxicity test, ISO 10993 (Part 11) Intracutaneous Reactivity Test, ISO 10993 (Part 23) | Class C
Chromed Biosciences Pvt. Ltd. Plot C 38, KIADB Industrial Area, Hirehalli, Tumakuru (Tumkur), Karnataka Pincode: 572168 | TL/MD/2025/000004 | 21-Mar-2025 | Breast Implants, Material Mediated Pyrogenicity test, ISO 10993 (Part 11) Skin sensitization test in Guinea Pig, ISO 10993 (Part 10) Hemocompatibility Test, ISO 10993 (Part 4) | Class C
Chromed Biosciences Pvt. Ltd. Plot C 38, KIADB Industrial Area, Hirehalli, Tumakuru (Tumkur), Karnataka Pincode: 572168 | TL/MD/2025/000004 | 21-Mar-2025 | Dialysis Kits, Genotoxicity Test for gene mutation in bacteria, ISO 10993 (Part 3), Bacterial Endotoxin Test, ISO 11737 (Part 3), Bioburden Test, ISO 11737 (Part 1) | Class C
Chromed Biosciences Pvt. Ltd. Plot C 38, KIADB Industrial Area, Hirehalli, Tumakuru (Tumkur), Karnataka Pincode: 572168 | TL/MD/2025/000004 | 21-Mar-2025 | Dialysis Kits, Invitro Cytotoxicity, ISO 10993 (Part 5) Acute Systemic Toxicity test, ISO 10993 (Part 11) Intracutaneous Reactivity Test, ISO 10993 (Part 23) | Class C
Chromed Biosciences Pvt. Ltd. Plot C 38, KIADB Industrial Area, Hirehalli, Tumakuru (Tumkur), Karnataka Pincode: 572168 | TL/MD/2025/000004 | 21-Mar-2025 | Dialysis Kits, Material Mediated Pyrogenicity test, ISO 10993 (Part 11) Skin sensitization test in Guinea Pig, ISO 10993 (Part 10) Hemocompatibility Test, ISO 10993 (Part 4) | Class C
Chromed Biosciences Pvt. Ltd. Plot C 38, KIADB Industrial Area, Hirehalli, Tumakuru (Tumkur), Karnataka Pincode: 572168 | TL/MD/2025/000004 | 21-Mar-2025 | Gynecological Devices and Accessories, Genotoxicity Test for gene mutation in bacteria, ISO 10993 (Part 3).Test for local effect after implantation in rabbits / rats, ISO 10993 (Part 6) | Class C
Chromed Biosciences Pvt. Ltd. Plot C 38, KIADB Industrial Area, Hirehalli, Tumakuru (Tumkur), Karnataka Pincode: 572168 | TL/MD/2025/000004 | 21-Mar-2025 | Gynecological Devices and Accessories, Invitro Cytotoxicity, ISO 10993 (Part 5) Acute Systemic Toxicity test, ISO 10993 (Part 11) Intracutaneous Reactivity Test, ISO 10993 (Part 23) | Class C
Chromed Biosciences Pvt. Ltd. Plot C 38, KIADB Industrial Area, Hirehalli, Tumakuru (Tumkur), Karnataka Pincode: 572168 | TL/MD/2025/000004 | 21-Mar-2025 | Gynecological Devices and Accessories, Material Mediated Pyrogenicity test, ISO 10993 (Part 11) Skin sensitization test in Guinea Pig, ISO 10993 (Part 10) Hemocompatibility Test, ISO 10993 (Part 4) | Class C
Chromed Biosciences Pvt. Ltd. Plot C 38, KIADB Industrial Area, Hirehalli, Tumakuru (Tumkur), Karnataka Pincode: 572168 | TL/MD/2025/000004 | 21-Mar-2025 | Gynecological Devices and Accessories, Vaginal Irritation test in Rabbits, (ISO 10993 Part 23) | Class C
Chromed Biosciences Pvt. Ltd. Plot C 38, KIADB Industrial Area, Hirehalli, Tumakuru (Tumkur), Karnataka Pincode: 572168 | TL/MD/2025/000004 | 21-Mar-2025 | Heart Valve , Genotoxicity Test for gene mutation in bacteria, ISO 10993 (Part 3). Genotoxicity Test for clastogenicity in mammalian Cells, ISO 10993 (Part 3). | Class C
Chromed Biosciences Pvt. Ltd. Plot C 38, KIADB Industrial Area, Hirehalli, Tumakuru (Tumkur), Karnataka Pincode: 572168 | TL/MD/2025/000004 | 21-Mar-2025 | Heart Valve , Invitro Cytotoxicity, ISO 10993 (Part 5) Acute Systemic Toxicity test, ISO 10993 (Part 11) Intracutaneous Reactivity Test, ISO 10993 (Part 23) | Class C
Chromed Biosciences Pvt. Ltd. Plot C 38, KIADB Industrial Area, Hirehalli, Tumakuru (Tumkur), Karnataka Pincode: 572168 | TL/MD/2025/000004 | 21-Mar-2025 | Heart Valve , Mammalian Chromosomal Aberration Test, ISO 10993 (Part 3) Mammalian Micronucleus test in mice, ISO 10993 (Part 3) | Class C
Chromed Biosciences Pvt. Ltd. Plot C 38, KIADB Industrial Area, Hirehalli, Tumakuru (Tumkur), Karnataka Pincode: 572168 | TL/MD/2025/000004 | 21-Mar-2025 | Heart Valve , Material Mediated Pyrogenicity test, ISO 10993 (Part 11) Skin sensitization test in Guinea Pig, ISO 10993 (Part 10) Hemocompatibility Test, ISO 10993 (Part 4) | Class C
Chromed Biosciences Pvt. Ltd. Plot C 38, KIADB Industrial Area, Hirehalli, Tumakuru (Tumkur), Karnataka Pincode: 572168 | TL/MD/2025/000004 | 21-Mar-2025 | Heart Valve , Test for local effect after implantation in rabbits / rats, ISO 10993 (Part 6) | Class C
Chromed Biosciences Pvt. Ltd. Plot C 38, KIADB Industrial Area, Hirehalli, Tumakuru (Tumkur), Karnataka Pincode: 572168 | TL/MD/2025/000004 | 21-Mar-2025 | hernia mesh, Genotoxicity Test for gene mutation in bacteria, ISO 10993 (Part 3), Test for local effect after implantation in rabbits / rats, ISO 10993 (Part 6) | Class C
Chromed Biosciences Pvt. Ltd. Plot C 38, KIADB Industrial Area, Hirehalli, Tumakuru (Tumkur), Karnataka Pincode: 572168 | TL/MD/2025/000004 | 21-Mar-2025 | hernia mesh, Invitro Cytotoxicity, ISO 10993 (Part 5) Acute Systemic Toxicity test, ISO 10993 (Part 11) Intracutaneous Reactivity Test, ISO 10993 (Part 23) | Class C
Chromed Biosciences Pvt. Ltd. Plot C 38, KIADB Industrial Area, Hirehalli, Tumakuru (Tumkur), Karnataka Pincode: 572168 | TL/MD/2025/000004 | 21-Mar-2025 | hernia mesh, Material Mediated Pyrogenicity test, ISO 10993 (Part 11) Skin sensitization test in Guinea Pig, ISO 10993 (Part 10) Hemocompatibility Test, ISO 10993 (Part 4) | Class C
Chromed Biosciences Pvt. Ltd. Plot C 38, KIADB Industrial Area, Hirehalli, Tumakuru (Tumkur), Karnataka Pincode: 572168 | TL/MD/2025/000004 | 21-Mar-2025 | Internal Drug Delivery Catheters, Genotoxicity Test for gene mutation in bacteria, ISO 10993 (Part 3).Genotoxicity Test for clastogenicity in mammalian Cells, ISO 10993 (Part 3). | Class C
Chromed Biosciences Pvt. Ltd. Plot C 38, KIADB Industrial Area, Hirehalli, Tumakuru (Tumkur), Karnataka Pincode: 572168 | TL/MD/2025/000004 | 21-Mar-2025 | Internal Drug Delivery Catheters, Invitro Cytotoxicity, ISO 10993 (Part 5) Acute Systemic Toxicity test, ISO 10993 (Part 11) Intracutaneous Reactivity Test, ISO 10993 (Part 23) | Class C
Chromed Biosciences Pvt. Ltd. Plot C 38, KIADB Industrial Area, Hirehalli, Tumakuru (Tumkur), Karnataka Pincode: 572168 | TL/MD/2025/000004 | 21-Mar-2025 | Internal Drug Delivery Catheters, Mammalian Chromosomal Aberration Test, ISO 10993 (Part 3) Mammalian Micronucleus test in mice, ISO 10993 (Part 3) | Class C
Chromed Biosciences Pvt. Ltd. Plot C 38, KIADB Industrial Area, Hirehalli, Tumakuru (Tumkur), Karnataka Pincode: 572168 | TL/MD/2025/000004 | 21-Mar-2025 | Internal Drug Delivery Catheters, Material Mediated Pyrogenicity test, ISO 10993 (Part 11) Skin sensitization test in Guinea Pig, ISO 10993 (Part 10) Hemocompatibility Test, ISO 10993 (Part 4) | Class C
Chromed Biosciences Pvt. Ltd. Plot C 38, KIADB Industrial Area, Hirehalli, Tumakuru (Tumkur), Karnataka Pincode: 572168 | TL/MD/2025/000004 | 21-Mar-2025 | Internal Drug Delivery Catheters, Test for local effect after implantation in rabbits / rats, ISO 10993 (Part 6) Bacterial Endotoxin Test, ISO 11737 (Part 3), Bioburden Test, ISO 11737 (Part 1) | Class C
Chromed Biosciences Pvt. Ltd. Plot C 38, KIADB Industrial Area, Hirehalli, Tumakuru (Tumkur), Karnataka Pincode: 572168 | TL/MD/2025/000004 | 21-Mar-2025 | Neurological Devices and Accessories, Genotoxicity Test for gene mutation in bacteria, ISO 10993 (Part 3).,Genotoxicity Test for clastogenicity in mammalian Cells, ISO 10993 (Part 3). | Class C
Chromed Biosciences Pvt. Ltd. Plot C 38, KIADB Industrial Area, Hirehalli, Tumakuru (Tumkur), Karnataka Pincode: 572168 | TL/MD/2025/000004 | 21-Mar-2025 | Neurological Devices and Accessories, Invitro Cytotoxicity, ISO 10993 (Part 5) Acute Systemic Toxicity test, ISO 10993 (Part 11) Intracutaneous Reactivity Test, ISO 10993 (Part 23) | Class C
Chromed Biosciences Pvt. Ltd. Plot C 38, KIADB Industrial Area, Hirehalli, Tumakuru (Tumkur), Karnataka Pincode: 572168 | TL/MD/2025/000004 | 21-Mar-2025 | Neurological Devices and Accessories, Mammalian Chromosomal Aberration Test, ISO 10993 (Part 3) Mammalian Micronucleus test in mice, ISO 10993 (Part 3) | Class C
Chromed Biosciences Pvt. Ltd. Plot C 38, KIADB Industrial Area, Hirehalli, Tumakuru (Tumkur), Karnataka Pincode: 572168 | TL/MD/2025/000004 | 21-Mar-2025 | Neurological Devices and Accessories, Material Mediated Pyrogenicity test, ISO 10993 (Part 11) Skin sensitization test in Guinea Pig, ISO 10993 (Part 10) Hemocompatibility Test, ISO 10993 (Part 4) | Class C
Chromed Biosciences Pvt. Ltd. Plot C 38, KIADB Industrial Area, Hirehalli, Tumakuru (Tumkur), Karnataka Pincode: 572168 | TL/MD/2025/000004 | 21-Mar-2025 | Neurological Devices and Accessories, Test for local effect after implantation in rabbits / rats, ISO 10993 (Part 6), Bacterial Endotoxin Test, ISO 11737 (Part 3), Bioburden Test, ISO 11737 (Part 1) | Class C
Chromed Biosciences Pvt. Ltd. Plot C 38, KIADB Industrial Area, Hirehalli, Tumakuru (Tumkur), Karnataka Pincode: 572168 | TL/MD/2025/000004 | 21-Mar-2025 | Orthopedic devices and Implants, Bacterial Endotoxin Test, ISO 11737 (Part 3), Bioburden Test, ISO 11737 (Part 1) | Class C
Chromed Biosciences Pvt. Ltd. Plot C 38, KIADB Industrial Area, Hirehalli, Tumakuru (Tumkur), Karnataka Pincode: 572168 | TL/MD/2025/000004 | 21-Mar-2025 | Orthopedic devices and Implants, Genotoxicity Test for gene mutation in bacteria, ISO 10993 (Part 3), Test for local effect after implantation in rabbits / rats, ISO 10993 (Part 6) | Class C
Chromed Biosciences Pvt. Ltd. Plot C 38, KIADB Industrial Area, Hirehalli, Tumakuru (Tumkur), Karnataka Pincode: 572168 | TL/MD/2025/000004 | 21-Mar-2025 | Orthopedic devices and Implants, Invitro Cytotoxicity, ISO 10993 (Part 5) Acute Systemic Toxicity test, ISO 10993 (Part 11) Intracutaneous Reactivity Test, ISO 10993 (Part 23) | Class C
Chromed Biosciences Pvt. Ltd. Plot C 38, KIADB Industrial Area, Hirehalli, Tumakuru (Tumkur), Karnataka Pincode: 572168 | TL/MD/2025/000004 | 21-Mar-2025 | Orthopedic devices and Implants, Material Mediated Pyrogenicity test, ISO 10993 (Part 11) Skin sensitization test in Guinea Pig, ISO 10993 (Part 10) Hemocompatibility Test, ISO 10993 (Part 4) | Class C
Chromed Biosciences Pvt. Ltd. Plot C 38, KIADB Industrial Area, Hirehalli, Tumakuru (Tumkur), Karnataka Pincode: 572168 | TL/MD/2025/000004 | 21-Mar-2025 | pace maker, Invitro Cytotoxicity, ISO 10993 (Part 5) Acute Systemic Toxicity test, ISO 10993 (Part 11) Intracutaneous Reactivity Test, ISO 10993 (Part 23) | Class C
Chromed Biosciences Pvt. Ltd. Plot C 38, KIADB Industrial Area, Hirehalli, Tumakuru (Tumkur), Karnataka Pincode: 572168 | TL/MD/2025/000004 | 21-Mar-2025 | pace maker, Mammalian Chromosomal Aberration Test, ISO 10993 (Part 3) Mammalian Micronucleus test in mice, ISO 10993 (Part 3) | Class C
Chromed Biosciences Pvt. Ltd. Plot C 38, KIADB Industrial Area, Hirehalli, Tumakuru (Tumkur), Karnataka Pincode: 572168 | TL/MD/2025/000004 | 21-Mar-2025 | pace maker, Material Mediated Pyrogenicity test, ISO 10993 (Part 11) Skin sensitization test in Guinea Pig, ISO 10993 (Part 10) Hemocompatibility Test, ISO 10993 (Part 4) | Class C
Chromed Biosciences Pvt. Ltd. Plot C 38, KIADB Industrial Area, Hirehalli, Tumakuru (Tumkur), Karnataka Pincode: 572168 | TL/MD/2025/000004 | 21-Mar-2025 | pace maker, Test for local effect after implantation in rabbits / rats, ISO 10993 (Part 6) ,Bacterial Endotoxin Test, ISO 11737 (Part 3), Bioburden Test, ISO 11737 (Part 1) | Class C
Chromed Biosciences Pvt. Ltd. Plot C 38, KIADB Industrial Area, Hirehalli, Tumakuru (Tumkur), Karnataka Pincode: 572168 | TL/MD/2025/000004 | 21-Mar-2025 | Replacement Tendons, Invitro Cytotoxicity, ISO 10993 (Part 5) Acute Systemic Toxicity test, ISO 10993 (Part 11) Intracutaneous Reactivity Test, ISO 10993 (Part 23) | Class C
Chromed Biosciences Pvt. Ltd. Plot C 38, KIADB Industrial Area, Hirehalli, Tumakuru (Tumkur), Karnataka Pincode: 572168 | TL/MD/2025/000004 | 21-Mar-2025 | Replacement Tendons, Material Mediated Pyrogenicity test, ISO 10993 (Part 11) Skin sensitization test in Guinea Pig, ISO 10993 (Part 10) Hemocompatibility Test, ISO 10993 (Part 4) | Class C
Chromed Biosciences Pvt. Ltd. Plot C 38, KIADB Industrial Area, Hirehalli, Tumakuru (Tumkur), Karnataka Pincode: 572168 | TL/MD/2025/000004 | 21-Mar-2025 | Spinal Implants, Bacterial Endotoxin Test, ISO 11737 (Part 3), Bioburden Test, ISO 11737 (Part 1) | Class C
Chromed Biosciences Pvt. Ltd. Plot C 38, KIADB Industrial Area, Hirehalli, Tumakuru (Tumkur), Karnataka Pincode: 572168 | TL/MD/2025/000004 | 21-Mar-2025 | Spinal Implants, Genotoxicity Test for gene mutation in bacteria, ISO 10993 (Part 3). Genotoxicity Test for clastogenicity in mammalian Cells, ISO 10993 (Part 3). | Class C
Chromed Biosciences Pvt. Ltd. Plot C 38, KIADB Industrial Area, Hirehalli, Tumakuru (Tumkur), Karnataka Pincode: 572168 | TL/MD/2025/000004 | 21-Mar-2025 | Spinal Implants, Invitro Cytotoxicity, ISO 10993 (Part 5) Acute Systemic Toxicity test, ISO 10993 (Part 11) Intracutaneous Reactivity Test, ISO 10993 (Part 23) | Class C
Chromed Biosciences Pvt. Ltd. Plot C 38, KIADB Industrial Area, Hirehalli, Tumakuru (Tumkur), Karnataka Pincode: 572168 | TL/MD/2025/000004 | 21-Mar-2025 | Spinal Implants, Mammalian Chromosomal Aberration Test, ISO 10993 (Part 3) Mammalian Micronucleus test in mice, ISO 10993 (Part 3) | Class C
Chromed Biosciences Pvt. Ltd. Plot C 38, KIADB Industrial Area, Hirehalli, Tumakuru (Tumkur), Karnataka Pincode: 572168 | TL/MD/2025/000004 | 21-Mar-2025 | Spinal Implants, Material Mediated Pyrogenicity test, ISO 10993 (Part 11) Skin sensitization test in Guinea Pig, ISO 10993 (Part 10) Hemocompatibility Test, ISO 10993 (Part 4) | Class C
Chromed Biosciences Pvt. Ltd. Plot C 38, KIADB Industrial Area, Hirehalli, Tumakuru (Tumkur), Karnataka Pincode: 572168 | TL/MD/2025/000004 | 21-Mar-2025 | stents , Bacterial Endotoxin Test, ISO 11737 (Part 3), Bioburden Test, ISO 11737 (Part 1) | Class C
Chromed Biosciences Pvt. Ltd. Plot C 38, KIADB Industrial Area, Hirehalli, Tumakuru (Tumkur), Karnataka Pincode: 572168 | TL/MD/2025/000004 | 21-Mar-2025 | stents , Genotoxicity Test for gene mutation in bacteria, ISO 10993 (Part 3). Genotoxicity Test for clastogenicity in mammalian Cells, ISO 10993 (Part 3). | Class C
Chromed Biosciences Pvt. Ltd. Plot C 38, KIADB Industrial Area, Hirehalli, Tumakuru (Tumkur), Karnataka Pincode: 572168 | TL/MD/2025/000004 | 21-Mar-2025 | stents , Invitro Cytotoxicity, ISO 10993 (Part 5) Acute Systemic Toxicity test, ISO 10993 (Part 11) Intracutaneous Reactivity Test, ISO 10993 (Part 23) | Class C
Chromed Biosciences Pvt. Ltd. Plot C 38, KIADB Industrial Area, Hirehalli, Tumakuru (Tumkur), Karnataka Pincode: 572168 | TL/MD/2025/000004 | 21-Mar-2025 | stents , Material Mediated Pyrogenicity test, ISO 10993 (Part 11) Skin sensitization test in Guinea Pig, ISO 10993 (Part 10) Hemocompatibility Test, ISO 10993 (Part 4) | Class C
Chromed Biosciences Pvt. Ltd. Plot C 38, KIADB Industrial Area, Hirehalli, Tumakuru (Tumkur), Karnataka Pincode: 572168 | TL/MD/2025/000004 | 21-Mar-2025 | stents , Test for local effect after implantation in rabbits / rats, ISO 10993 (Part 6) | Class C
Chromed Biosciences Pvt. Ltd. Plot C 38, KIADB Industrial Area, Hirehalli, Tumakuru (Tumkur), Karnataka Pincode: 572168 | TL/MD/2025/000004 | 21-Mar-2025 | Sutures, Invitro Cytotoxicity, ISO 10993 (Part 5) Acute Systemic Toxicity test, ISO 10993 (Part 11) Intracutaneous Reactivity Test, ISO 10993 (Part 23) | Class C
Chromed Biosciences Pvt. Ltd. Plot C 38, KIADB Industrial Area, Hirehalli, Tumakuru (Tumkur), Karnataka Pincode: 572168 | TL/MD/2025/000004 | 21-Mar-2025 | cardiopulmonary devices, Genotoxicity Test for gene mutation in bacteria, ISO 10993 (Part 3). Genotoxicity Test for clastogenicity in mammalian Cells, ISO 10993 (Part 3). | Class D
Chromed Biosciences Pvt. Ltd. Plot C 38, KIADB Industrial Area, Hirehalli, Tumakuru (Tumkur), Karnataka Pincode: 572168 | TL/MD/2025/000004 | 21-Mar-2025 | cardio pulmonary devices , Invitro Cytotoxicity, ISO 10993 (Part 5) Acute Systemic Toxicity test, ISO 10993 (Part 11) Intracutaneous Reactivity Test, ISO 10993 (Part 23) | Class D
Chromed Biosciences Pvt. Ltd. Plot C 38, KIADB Industrial Area, Hirehalli, Tumakuru (Tumkur), Karnataka Pincode: 572168 | TL/MD/2025/000004 | 21-Mar-2025 | cardiopulmonary devices, Mammalian Chromosomal Aberration Test, ISO 10993 (Part 3) Mammalian Micronucleus test in mice, ISO 10993 (Part 3) | Class D
Chromed Biosciences Pvt. Ltd. Plot C 38, KIADB Industrial Area, Hirehalli, Tumakuru (Tumkur), Karnataka Pincode: 572168 | TL/MD/2025/000004 | 21-Mar-2025 | cardiopulmonary devices, Material Mediated Pyrogenicity test, ISO 10993 (Part 11) Skin sensitization test in Guinea Pig, ISO 10993 (Part 10) Hemocompatibility Test, ISO 10993 (Part 4) | Class D
Chromed Biosciences Pvt. Ltd. Plot C 38, KIADB Industrial Area, Hirehalli, Tumakuru (Tumkur), Karnataka Pincode: 572168 | TL/MD/2025/000004 | 21-Mar-2025 | cardiopulmonary devices, Test for local effect after implantation in rabbits / rats, ISO 10993 (Part 6) ,Bacterial Endotoxin Test, ISO 11737 (Part 3), Bioburden Test, ISO 11737 (Part 1) | Class D
Chromed Biosciences Pvt. Ltd. Plot C 38, KIADB Industrial Area, Hirehalli, Tumakuru (Tumkur), Karnataka Pincode: 572168 | TL/MD/2025/000004 | 21-Mar-2025 | Cardiovascular Devices Implants, Genotoxicity Test for gene mutation in bacteria, ISO 10993 (Part 3). Genotoxicity Test for clastogenicity in mammalian Cells, ISO 10993 (Part 3). | Class D
Chromed Biosciences Pvt. Ltd. Plot C 38, KIADB Industrial Area, Hirehalli, Tumakuru (Tumkur), Karnataka Pincode: 572168 | TL/MD/2025/000004 | 21-Mar-2025 | Cardiovascular Devices Implants, Invitro Cytotoxicity, ISO 10993 (Part 5) Acute Systemic Toxicity test, ISO 10993 (Part 11) Intracutaneous Reactivity Test, ISO 10993 (Part 23) | Class D
Chromed Biosciences Pvt. Ltd. Plot C 38, KIADB Industrial Area, Hirehalli, Tumakuru (Tumkur), Karnataka Pincode: 572168 | TL/MD/2025/000004 | 21-Mar-2025 | Cardiovascular Devices Implants, Mammalian Chromosomal Aberration Test, ISO 10993 (Part 3) Mammalian Micronucleus test in mice, ISO 10993 (Part 3) | Class D
Chromed Biosciences Pvt. Ltd. Plot C 38, KIADB Industrial Area, Hirehalli, Tumakuru (Tumkur), Karnataka Pincode: 572168 | TL/MD/2025/000004 | 21-Mar-2025 | Cardiovascular Devices Implants, Material Mediated Pyrogenicity test, ISO 10993 (Part 11) Skin sensitization test in Guinea Pig, ISO 10993 (Part 10) Hemocompatibility Test, ISO 10993 (Part 4) | Class D
Chromed Biosciences Pvt. Ltd. Plot C 38, KIADB Industrial Area, Hirehalli, Tumakuru (Tumkur), Karnataka Pincode: 572168 | TL/MD/2025/000004 | 21-Mar-2025 | Cardiovascular Devices Implants, Test for local effect after implantation in rabbits / rats, ISO 10993 (Part 6), Bacterial Endotoxin Test, ISO 11737 (Part 3), Bioburden Test, ISO 11737 (Part 1) | Class D
Conformity Testing Labs Pvt. Ltd. Unit-2, A-33, Mayapuri Industrial Area Phase 1, New Delhi, Delhi Pincode: 110064 | TL/IVD/2025/000001 | 22-Jul-2025 | ABO/Rh (D) blood grouping analyser (IS 17724 Part 4/IEC 61010-2-101) (Other than near patient testing) | Class A
Conformity Testing Labs Pvt. Ltd. Unit-2, A-33, Mayapuri Industrial Area Phase 1, New Delhi, Delhi Pincode: 110064 | TL/IVD/2025/000001 | 22-Jul-2025 | Alcohol body fluid analyser (IS 17724 Part 4/IEC 61010- 2-101) | Class A
Conformity Testing Labs Pvt. Ltd. Unit-2, A-33, Mayapuri Industrial Area Phase 1, New Delhi, Delhi Pincode: 110064 | TL/IVD/2025/000001 | 22-Jul-2025 | Amino acid analyser (IS 17724 Part 4/IEC 61010-2-101) | Class A
Conformity Testing Labs Pvt. Ltd. Unit-2, A-33, Mayapuri Industrial Area Phase 1, New Delhi, Delhi Pincode: 110064 | TL/IVD/2025/000001 | 22-Jul-2025 | Antimicrobial susceptibility analyser (IS 17724 Part 4/IEC 61010-2-101) | Class A
Conformity Testing Labs Pvt. Ltd. Unit-2, A-33, Mayapuri Industrial Area Phase 1, New Delhi, Delhi Pincode: 110064 | TL/IVD/2025/000001 | 22-Jul-2025 | Bilirubinometry analyser (IS 17724 Part 4/IEC 61010-2- 101) | Class A
Conformity Testing Labs Pvt. Ltd. Unit-2, A-33, Mayapuri Industrial Area Phase 1, New Delhi, Delhi Pincode: 110064 | TL/IVD/2025/000001 | 22-Jul-2025 | Blood cell count analyser (IS 17724 Part 4/IEC 61010- 2-101) | Class A
Conformity Testing Labs Pvt. Ltd. Unit-2, A-33, Mayapuri Industrial Area Phase 1, New Delhi, Delhi Pincode: 110064 | TL/IVD/2025/000001 | 22-Jul-2025 | Blood coagulation analyser (IS 17724 Part 4/IEC 61010-2-101) (Other than near-pateint testing) | Class A
Conformity Testing Labs Pvt. Ltd. Unit-2, A-33, Mayapuri Industrial Area Phase 1, New Delhi, Delhi Pincode: 110064 | TL/IVD/2025/000001 | 22-Jul-2025 | Blood component separator (IS 17724 Part 4/IEC 61010-2-101) | Class A
Conformity Testing Labs Pvt. Ltd. Unit-2, A-33, Mayapuri Industrial Area Phase 1, New Delhi, Delhi Pincode: 110064 | TL/IVD/2025/000001 | 22-Jul-2025 | Blood culture analyser (IS 17724 Part 4/IEC 61010-2- 101) | Class A
Conformity Testing Labs Pvt. Ltd. Unit-2, A-33, Mayapuri Industrial Area Phase 1, New Delhi, Delhi Pincode: 110064 | TL/IVD/2025/000001 | 22-Jul-2025 | Blood gas analyser (IS 17724 Part 4/IEC 61010-2-101) (Other than near-patient testing) | Class A
Conformity Testing Labs Pvt. Ltd. Unit-2, A-33, Mayapuri Industrial Area Phase 1, New Delhi, Delhi Pincode: 110064 | TL/IVD/2025/000001 | 22-Jul-2025 | Blood group/ antibody screening analyser (IS 17724 Part 4/IEC 61010-2-101) | Class A
Conformity Testing Labs Pvt. Ltd. Unit-2, A-33, Mayapuri Industrial Area Phase 1, New Delhi, Delhi Pincode: 110064 | TL/IVD/2025/000001 | 22-Jul-2025 | Blood smear instrument (IS 17724 Part 4/IEC 61010-2- 101) | Class A
Conformity Testing Labs Pvt. Ltd. Unit-2, A-33, Mayapuri Industrial Area Phase 1, New Delhi, Delhi Pincode: 110064 | TL/IVD/2025/000001 | 22-Jul-2025 | Blood tube mixer (IS 17724 Part 4/IEC 61010-2-101) | Class A
Conformity Testing Labs Pvt. Ltd. Unit-2, A-33, Mayapuri Industrial Area Phase 1, New Delhi, Delhi Pincode: 110064 | TL/IVD/2025/000001 | 22-Jul-2025 | Catecholamine analyser (IS 17724 Part 4/IEC 61010-2- 101) | Class A
Conformity Testing Labs Pvt. Ltd. Unit-2, A-33, Mayapuri Industrial Area Phase 1, New Delhi, Delhi Pincode: 110064 | TL/IVD/2025/000001 | 22-Jul-2025 | Cell washer (IS 17724 Part 4/IEC 61010-2-101 | Class A
Conformity Testing Labs Pvt. Ltd. Unit-2, A-33, Mayapuri Industrial Area Phase 1, New Delhi, Delhi Pincode: 110064 | TL/IVD/2025/000001 | 22-Jul-2025 | Chemiluminescent immunoassay analyser (IS 17724 Part 4/IEC 61010-2-101) | Class A
Conformity Testing Labs Pvt. Ltd. Unit-2, A-33, Mayapuri Industrial Area Phase 1, New Delhi, Delhi Pincode: 110064 | TL/IVD/2025/000001 | 22-Jul-2025 | Chloride coulometric titration analyser (IS 17724 Part 4/IEC 61010-2-101) | Class A
Conformity Testing Labs Pvt. Ltd. Unit-2, A-33, Mayapuri Industrial Area Phase 1, New Delhi, Delhi Pincode: 110064 | TL/IVD/2025/000001 | 22-Jul-2025 | Cholesterol analyser (IS 17724 Part 4/IEC 61010-2-101) | Class A
Conformity Testing Labs Pvt. Ltd. Unit-2, A-33, Mayapuri Industrial Area Phase 1, New Delhi, Delhi Pincode: 110064 | TL/IVD/2025/000001 | 22-Jul-2025 | Clinical Chemistry analyser (IS 17724 Part 4/IEC 61010-2-101) | Class A
Conformity Testing Labs Pvt. Ltd. Unit-2, A-33, Mayapuri Industrial Area Phase 1, New Delhi, Delhi Pincode: 110064 | TL/IVD/2025/000001 | 22-Jul-2025 | Colony counter (IS 17724 Part 4/IEC 61010-2-101) | Class A
Conformity Testing Labs Pvt. Ltd. Unit-2, A-33, Mayapuri Industrial Area Phase 1, New Delhi, Delhi Pincode: 110064 | TL/IVD/2025/000001 | 22-Jul-2025 | Densitometry analyser (IS 17724 Part 4/IEC 61010-2- 101) | Class A
Conformity Testing Labs Pvt. Ltd. Unit-2, A-33, Mayapuri Industrial Area Phase 1, New Delhi, Delhi Pincode: 110064 | TL/IVD/2025/000001 | 22-Jul-2025 | Elisa Plate Reader (IS 17724 Part 4/IEC 61010- 2- 101) | Class A
Conformity Testing Labs Pvt. Ltd. Unit-2, A-33, Mayapuri Industrial Area Phase 1, New Delhi, Delhi Pincode: 110064 | TL/IVD/2025/000001 | 22-Jul-2025 | Enzyme analyser (IS 17724 Part 4/IEC 61010-2-101) | Class A
Conformity Testing Labs Pvt. Ltd. Unit-2, A-33, Mayapuri Industrial Area Phase 1, New Delhi, Delhi Pincode: 110064 | TL/IVD/2025/000001 | 22-Jul-2025 | Enzyme immunoassay (EIA) analyser (IS 17724 Part 4/IEC 61010-2-101) | Class A
Conformity Testing Labs Pvt. Ltd. Unit-2, A-33, Mayapuri Industrial Area Phase 1, New Delhi, Delhi Pincode: 110064 | TL/IVD/2025/000001 | 22-Jul-2025 | Erythrocyte sedimentation analyser (IS 17724 Part 4/IEC 61010-2-101) | Class A
Conformity Testing Labs Pvt. Ltd. Unit-2, A-33, Mayapuri Industrial Area Phase 1, New Delhi, Delhi Pincode: 110064 | TL/IVD/2025/000001 | 22-Jul-2025 | Fecal occult blood immunoassay analyser (IS 17724 Part 4/IEC 61010-2-101) | Class A
Conformity Testing Labs Pvt. Ltd. Unit-2, A-33, Mayapuri Industrial Area Phase 1, New Delhi, Delhi Pincode: 110064 | TL/IVD/2025/000001 | 22-Jul-2025 | Flow cytometry analyser (IS 17724 Part 4/IEC 61010-2- 101) | Class A
Conformity Testing Labs Pvt. Ltd. Unit-2, A-33, Mayapuri Industrial Area Phase 1, New Delhi, Delhi Pincode: 110064 | TL/IVD/2025/000001 | 22-Jul-2025 | Fluorescent immunoassay analyser (IS 17724 Part 4/IEC 61010-2-101) | Class A
Conformity Testing Labs Pvt. Ltd. Unit-2, A-33, Mayapuri Industrial Area Phase 1, New Delhi, Delhi Pincode: 110064 | TL/IVD/2025/000001 | 22-Jul-2025 | Gas chromatography analyser (IS 17724 Part 4/IEC 61010-2-101) | Class A
Conformity Testing Labs Pvt. Ltd. Unit-2, A-33, Mayapuri Industrial Area Phase 1, New Delhi, Delhi Pincode: 110064 | TL/IVD/2025/000001 | 22-Jul-2025 | Gene analyser (IS 17724 Part 4/IEC 61010-2-101) | Class A
Conformity Testing Labs Pvt. Ltd. Unit-2, A-33, Mayapuri Industrial Area Phase 1, New Delhi, Delhi Pincode: 110064 | TL/IVD/2025/000001 | 22-Jul-2025 | Glycated hemoglobin analyser (IS 17724 Part 4/IEC 61010-2-101) | Class A
Conformity Testing Labs Pvt. Ltd. Unit-2, A-33, Mayapuri Industrial Area Phase 1, New Delhi, Delhi Pincode: 110064 | TL/IVD/2025/000001 | 22-Jul-2025 | Hemoglobin analyser (IS 17724 Part 4/IEC 61010-2- 101) | Class A
Conformity Testing Labs Pvt. Ltd. Unit-2, A-33, Mayapuri Industrial Area Phase 1, New Delhi, Delhi Pincode: 110064 | TL/IVD/2025/000001 | 22-Jul-2025 | Heparin analyser (IS 17724 Part 4/IEC 61010-2-101) | Class A
Conformity Testing Labs Pvt. Ltd. Unit-2, A-33, Mayapuri Industrial Area Phase 1, New Delhi, Delhi Pincode: 110064 | TL/IVD/2025/000001 | 22-Jul-2025 | High-performance liquid chromatography analyser (IS 17724 Part 4/IEC 61010-2-101) | Class A
Conformity Testing Labs Pvt. Ltd. Unit-2, A-33, Mayapuri Industrial Area Phase 1, New Delhi, Delhi Pincode: 110064 | TL/IVD/2025/000001 | 22-Jul-2025 | Identification and antibiotic susceptibility analyser (IS 17724 Part 4/IEC 61010-2-101) | Class A
Conformity Testing Labs Pvt. Ltd. Unit-2, A-33, Mayapuri Industrial Area Phase 1, New Delhi, Delhi Pincode: 110064 | TL/IVD/2025/000001 | 22-Jul-2025 | Immunofluorescent analyser (IS 17724 Part 4/IEC 61010-2-101) | Class A
Conformity Testing Labs Pvt. Ltd. Unit-2, A-33, Mayapuri Industrial Area Phase 1, New Delhi, Delhi Pincode: 110064 | TL/IVD/2025/000001 | 22-Jul-2025 | Immunology analyser (IS 17724 Part 4/IEC 61010-2- 101) | Class A
Conformity Testing Labs Pvt. Ltd. Unit-2, A-33, Mayapuri Industrial Area Phase 1, New Delhi, Delhi Pincode: 110064 | TL/IVD/2025/000001 | 22-Jul-2025 | Immunoturbidometry analyser (IS 17724 Part 4/IEC 61010-2-101) | Class A
Conformity Testing Labs Pvt. Ltd. Unit-2, A-33, Mayapuri Industrial Area Phase 1, New Delhi, Delhi Pincode: 110064 | TL/IVD/2025/000001 | 22-Jul-2025 | Ion-selective analyser (IS 17724 Part 4/IEC 61010-2- 101) | Class A
Conformity Testing Labs Pvt. Ltd. Unit-2, A-33, Mayapuri Industrial Area Phase 1, New Delhi, Delhi Pincode: 110064 | TL/IVD/2025/000001 | 22-Jul-2025 | Lactate analyser (IS 17724 Part 4/IEC 61010-2-101) | Class A
Conformity Testing Labs Pvt. Ltd. Unit-2, A-33, Mayapuri Industrial Area Phase 1, New Delhi, Delhi Pincode: 110064 | TL/IVD/2025/000001 | 22-Jul-2025 | Lipid profile analyser (IS 17724 Part 4/IEC 61010-2- 101) | Class A
Conformity Testing Labs Pvt. Ltd. Unit-2, A-33, Mayapuri Industrial Area Phase 1, New Delhi, Delhi Pincode: 110064 | TL/IVD/2025/000001 | 22-Jul-2025 | Magnetic particle separation instrument (IS 17724 Part 4/IEC 61010-2-101) | Class A
Conformity Testing Labs Pvt. Ltd. Unit-2, A-33, Mayapuri Industrial Area Phase 1, New Delhi, Delhi Pincode: 110064 | TL/IVD/2025/000001 | 22-Jul-2025 | Mass spectrometry analyser (IS 17724 Part 4/IEC 61010-2-101) | Class A
Conformity Testing Labs Pvt. Ltd. Unit-2, A-33, Mayapuri Industrial Area Phase 1, New Delhi, Delhi Pincode: 110064 | TL/IVD/2025/000001 | 22-Jul-2025 | Microarray analyser (IS 17724 Part 4/IEC 61010-2-101) | Class A
Conformity Testing Labs Pvt. Ltd. Unit-2, A-33, Mayapuri Industrial Area Phase 1, New Delhi, Delhi Pincode: 110064 | TL/IVD/2025/000001 | 22-Jul-2025 | Micro-organism identification analyser (IS 17724 Part 4/IEC 61010-2-101) | Class A
Conformity Testing Labs Pvt. Ltd. Unit-2, A-33, Mayapuri Industrial Area Phase 1, New Delhi, Delhi Pincode: 110064 | TL/IVD/2025/000001 | 22-Jul-2025 | Microplate washer (IS 17724 Part 4/IEC 61010-2-101) | Class A
Conformity Testing Labs Pvt. Ltd. Unit-2, A-33, Mayapuri Industrial Area Phase 1, New Delhi, Delhi Pincode: 110064 | TL/IVD/2025/000001 | 22-Jul-2025 | Microscope slide hybridization/denaturation incubator (IS 17724 Part 4/IEC 61010-2-101) | Class A
Conformity Testing Labs Pvt. Ltd. Unit-2, A-33, Mayapuri Industrial Area Phase 1, New Delhi, Delhi Pincode: 110064 | TL/IVD/2025/000001 | 22-Jul-2025 | Microscope slide washer (IS 17724 Part 4/IEC 61010-2- 101) | Class A
Conformity Testing Labs Pvt. Ltd. Unit-2, A-33, Mayapuri Industrial Area Phase 1, New Delhi, Delhi Pincode: 110064 | TL/IVD/2025/000001 | 22-Jul-2025 | Nephelometry immunoassay analyser (IS 17724 Part 4/IEC 61010-2-101) | Class A
Conformity Testing Labs Pvt. Ltd. Unit-2, A-33, Mayapuri Industrial Area Phase 1, New Delhi, Delhi Pincode: 110064 | TL/IVD/2025/000001 | 22-Jul-2025 | Nitrogen body fluid sample analyser (IS 17724 Part 4/IEC 61010-2-101) | Class A
Conformity Testing Labs Pvt. Ltd. Unit-2, A-33, Mayapuri Industrial Area Phase 1, New Delhi, Delhi Pincode: 110064 | TL/IVD/2025/000001 | 22-Jul-2025 | Nucleic acid amplification (PCR) analyser (IS 17724 Part 4/IEC 61010-2-101) | Class A
Conformity Testing Labs Pvt. Ltd. Unit-2, A-33, Mayapuri Industrial Area Phase 1, New Delhi, Delhi Pincode: 110064 | TL/IVD/2025/000001 | 22-Jul-2025 | Nucleic acid sample preparation instrument (IS 17724 Part 4/IEC 61010-2-101) | Class A
Conformity Testing Labs Pvt. Ltd. Unit-2, A-33, Mayapuri Industrial Area Phase 1, New Delhi, Delhi Pincode: 110064 | TL/IVD/2025/000001 | 22-Jul-2025 | Osmotic fragility analyser (IS 17724 Part 4/IEC 61010- 2-101) | Class A
Conformity Testing Labs Pvt. Ltd. Unit-2, A-33, Mayapuri Industrial Area Phase 1, New Delhi, Delhi Pincode: 110064 | TL/IVD/2025/000001 | 22-Jul-2025 | Particle counting immunoassay analyser (IS 17724 Part 4/IEC 61010-2-101) | Class A
Conformity Testing Labs Pvt. Ltd. Unit-2, A-33, Mayapuri Industrial Area Phase 1, New Delhi, Delhi Pincode: 110064 | TL/IVD/2025/000001 | 22-Jul-2025 | Photometric immunoassay analyser (IS 17724 Part 4/IEC 61010-2-101) | Class A
Conformity Testing Labs Pvt. Ltd. Unit-2, A-33, Mayapuri Industrial Area Phase 1, New Delhi, Delhi Pincode: 110064 | TL/IVD/2025/000001 | 22-Jul-2025 | Platelet aggregation analyser (IS 17724 Part 4/IEC 61010-2-101) | Class A
Conformity Testing Labs Pvt. Ltd. Unit-2, A-33, Mayapuri Industrial Area Phase 1, New Delhi, Delhi Pincode: 110064 | TL/IVD/2025/000001 | 22-Jul-2025 | Protein analyser (IS 17724 Part 4/IEC 61010-2-101) | Class A
Conformity Testing Labs Pvt. Ltd. Unit-2, A-33, Mayapuri Industrial Area Phase 1, New Delhi, Delhi Pincode: 110064 | TL/IVD/2025/000001 | 22-Jul-2025 | Reticulocyte analyser (IS 17724 Part 4/IEC 61010-2- 101) | Class A
Conformity Testing Labs Pvt. Ltd. Unit-2, A-33, Mayapuri Industrial Area Phase 1, New Delhi, Delhi Pincode: 110064 | TL/IVD/2025/000001 | 22-Jul-2025 | Side-mounted tissue dissection system (IS 17724 Part 4/IEC 61010-2-101) | Class A
Conformity Testing Labs Pvt. Ltd. Unit-2, A-33, Mayapuri Industrial Area Phase 1, New Delhi, Delhi Pincode: 110064 | TL/IVD/2025/000001 | 22-Jul-2025 | Specimen processing instrument (IS 17724 Part 4/IEC 61010-2-101) | Class A
Conformity Testing Labs Pvt. Ltd. Unit-2, A-33, Mayapuri Industrial Area Phase 1, New Delhi, Delhi Pincode: 110064 | TL/IVD/2025/000001 | 22-Jul-2025 | Spermatozoa /semen analyzer (IS 17724 Part 4/IEC 61010-2-101) | Class A
Conformity Testing Labs Pvt. Ltd. Unit-2, A-33, Mayapuri Industrial Area Phase 1, New Delhi, Delhi Pincode: 110064 | TL/IVD/2025/000001 | 22-Jul-2025 | Urine analyser (IS 17724 Part 4/IEC 61010-2-101) | Class A
Conformity Testing Labs Pvt. Ltd. Unit-2, A-33, Mayapuri Industrial Area Phase 1, New Delhi, Delhi Pincode: 110064 | TL/IVD/2025/000001 | 22-Jul-2025 | Yeast/fungi identification analyser (IS 17724 Part 4/IEC 61010-2-101) | Class A
Conformity Testing Labs Pvt. Ltd. Unit-2, A-33, Mayapuri Industrial Area Phase 1, New Delhi, Delhi Pincode: 110064 | TL/IVD/2025/000001 | 22-Jul-2025 | Co-oximetry analyser (IS 17724 Part 4/IEC 61010-2- 101) | Class B
Conformity Testing Labs Pvt. Ltd. Unit-2, A-33, Mayapuri Industrial Area Phase 1, New Delhi, Delhi Pincode: 110064 | TL/IVD/2025/000001 | 22-Jul-2025 | Blood coagulation analyser (IS 17724 Part 4/IEC 61010-2-101) (Intended to be used for near-pateint testing) | Class C
Conformity Testing Labs Pvt. Ltd. Unit-2, A-33, Mayapuri Industrial Area Phase 1, New Delhi, Delhi Pincode: 110064 | TL/IVD/2025/000001 | 22-Jul-2025 | Blood gas analyser (IS 17724 Part 4/IEC 61010-2-101) (Intended to be used for near-patient testing) | Class C
Conformity Testing Labs Pvt. Ltd. Unit-2, A-33, Mayapuri Industrial Area Phase 1, New Delhi, Delhi Pincode: 110064 | TL/IVD/2025/000001 | 22-Jul-2025 | ABO/Rh (D) blood grouping analyser (IS 17724 Part 4/IEC 61010-2-101) (for near patient testing) | Class D
Conformity Testing Labs Pvt. Ltd. Unit-2, A-33, Mayapuri Industrial Area Phase 1, New Delhi, Delhi Pincode: 110064 | TL/MD/2021/000003 | 21-May-2021 | Glucometer | Class B
Conformity Testing Labs Pvt. Ltd. Unit-2, A-33, Mayapuri Industrial Area Phase 1, New Delhi, Delhi Pincode: 110064 | TL/MD/2021/000003 | 21-May-2021 | NIBP | Class B
Conformity Testing Labs Pvt. Ltd. Unit-2, A-33, Mayapuri Industrial Area Phase 1, New Delhi, Delhi Pincode: 110064 | TL/MD/2021/000003 | 21-May-2021 | Thermometer | Class B
Conformity Testing Labs Pvt. Ltd. Unit-2, A-33, Mayapuri Industrial Area Phase 1, New Delhi, Delhi Pincode: 110064 | TL/MD/2021/000003 | 21-May-2021 | IBP | Class C
Conformity Testing Labs Pvt. Ltd. Unit-2, A-33, Mayapuri Industrial Area Phase 1, New Delhi, Delhi Pincode: 110064 | TL/MD/2021/000003 | 21-May-2021 | Nebulizer | Class C
Conformity Testing Labs Pvt. Ltd. Unit-2, A-33, Mayapuri Industrial Area Phase 1, New Delhi, Delhi Pincode: 110064 | TL/MD/2021/000009 | 27-Dec-2021 | Defibrillators(All tests as per IEC 60601-1IS 13450 (Part1) IS 13450 Part 1 Sec 8 IEC 60601-1-8 IS 13450 Part 2 sec 2 IEC 60601-1-2) | Class B
Conformity Testing Labs Pvt. Ltd. Unit-2, A-33, Mayapuri Industrial Area Phase 1, New Delhi, Delhi Pincode: 110064 | TL/MD/2021/000009 | 27-Dec-2021 | Bone Marrow cell separator(All tests as per IEC 61010-1) | Class C
Conformity Testing Labs Pvt. Ltd. Unit-2, A-33, Mayapuri Industrial Area Phase 1, New Delhi, Delhi Pincode: 110064 | TL/MD/2021/000009 | 27-Dec-2021 | CT scan Equipment(All tests as per IEC 60601-1 IS 13450 (Part1) IS 13450-Part 1 Sec 8 IEC 60601-1-8 IS 13450 Part 2 sec 2/IEC 60601-1-2) | Class C
Conformity Testing Labs Pvt. Ltd. Unit-2, A-33, Mayapuri Industrial Area Phase 1, New Delhi, Delhi Pincode: 110064 | TL/MD/2021/000009 | 27-Dec-2021 | Dialysis Machine(All tests as per IEC 60601-1IS 13450 (Part1) IS 13450 Part 1 Sec 8 IEC 60601-1-8 IS 13450 Part 2 sec 2 IEC 60601-1-2) | Class C
Conformity Testing Labs Pvt. Ltd. Unit-2, A-33, Mayapuri Industrial Area Phase 1, New Delhi, Delhi Pincode: 110064 | TL/MD/2021/000009 | 27-Dec-2021 | MRI Equipment(All tests as per IEC 60601-1 IS 13450 (Part1) IS 13450 Part 1Sec 8 IEC 60601-1-8 IS 13450 Part 2 sec 2 IEC 60601-1-2) | Class C
Conformity Testing Labs Pvt. Ltd. Unit-2, A-33, Mayapuri Industrial Area Phase 1, New Delhi, Delhi Pincode: 110064 | TL/MD/2021/000009 | 27-Dec-2021 | PET Equipment(All tests as per IEC 60601-1IS 13450 (Part1) IS 13450 Part 1 Sec 8 IEC 60601-1-8 IS 13450 Part 2 sec 2 IEC 60601-1-2) | Class C
Conformity Testing Labs Pvt. Ltd. Unit-2, A-33, Mayapuri Industrial Area Phase 1, New Delhi, Delhi Pincode: 110064 | TL/MD/2021/000009 | 27-Dec-2021 | X-Ray Equipment(All tests as per IEC 60601-1IS 13450 (Part1) IS 13450 Part 1 Sec 8 IEC 60601-1-8 IS 13450 Part 2 sec 2 IEC 60601-1-2) | Class C
Conformity Testing Labs Pvt. Ltd. Unit-2, A-33, Mayapuri Industrial Area Phase 1, New Delhi, Delhi Pincode: 110064 | TL/MD/2025/000011 | 13-May-2025 | Airway pressure/oxygen monitor( IS 13450-1/IEC 60601-1 /IEC 60601-1-2) | Class A
Conformity Testing Labs Pvt. Ltd. Unit-2, A-33, Mayapuri Industrial Area Phase 1, New Delhi, Delhi Pincode: 110064 | TL/MD/2025/000011 | 13-May-2025 | Airway temperature monitoring system ( IS 13450-1/IEC 60601-1 /IEC 60601-1-2) | Class A
Conformity Testing Labs Pvt. Ltd. Unit-2, A-33, Mayapuri Industrial Area Phase 1, New Delhi, Delhi Pincode: 110064 | TL/MD/2025/000011 | 13-May-2025 | Alarm systems in medical electrical equipment and medical electrical systems(IS 13450- Part 1/Sec 8/IEC 60601-1-8) | Class A
Conformity Testing Labs Pvt. Ltd. Unit-2, A-33, Mayapuri Industrial Area Phase 1, New Delhi, Delhi Pincode: 110064 | TL/MD/2025/000011 | 13-May-2025 | Amsler grid( IS 13450-1/IEC 60601-1 /IEC 60601-1-2) | Class A
Conformity Testing Labs Pvt. Ltd. Unit-2, A-33, Mayapuri Industrial Area Phase 1, New Delhi, Delhi Pincode: 110064 | TL/MD/2025/000011 | 13-May-2025 | Anaesthesia system leakage tester( IS 13450-1/IEC 60601-1 /IEC 60601-1-2) | Class A
Conformity Testing Labs Pvt. Ltd. Unit-2, A-33, Mayapuri Industrial Area Phase 1, New Delhi, Delhi Pincode: 110064 | TL/MD/2025/000011 | 13-May-2025 | Anaesthesia vaporizer( IS 13450-1/IEC 60601-1 /IEC 60601-1-2) | Class A
Conformity Testing Labs Pvt. Ltd. Unit-2, A-33, Mayapuri Industrial Area Phase 1, New Delhi, Delhi Pincode: 110064 | TL/MD/2025/000011 | 13-May-2025 | Anaesthesia warmer( IS 13450-1/IEC 60601-1 /IEC 60601-1-2) | Class A
Conformity Testing Labs Pvt. Ltd. Unit-2, A-33, Mayapuri Industrial Area Phase 1, New Delhi, Delhi Pincode: 110064 | TL/MD/2025/000011 | 13-May-2025 | Anesthesia depth simulator( IS 13450-1/IEC 60601-1 /IEC 60601-1-2) | Class A
Conformity Testing Labs Pvt. Ltd. Unit-2, A-33, Mayapuri Industrial Area Phase 1, New Delhi, Delhi Pincode: 110064 | TL/MD/2025/000011 | 13-May-2025 | Anomaloscope( IS 13450-1/IEC 60601-1 /IEC 60601-1- 2) | Class A
Conformity Testing Labs Pvt. Ltd. Unit-2, A-33, Mayapuri Industrial Area Phase 1, New Delhi, Delhi Pincode: 110064 | TL/MD/2025/000011 | 13-May-2025 | Anti microbial gloves (ISO 11193-1/IS 15354-1) | Class A
Conformity Testing Labs Pvt. Ltd. Unit-2, A-33, Mayapuri Industrial Area Phase 1, New Delhi, Delhi Pincode: 110064 | TL/MD/2025/000011 | 13-May-2025 | Automated non-invasive sphygmomanometers (IEC 80601-2-30) | Class A
Conformity Testing Labs Pvt. Ltd. Unit-2, A-33, Mayapuri Industrial Area Phase 1, New Delhi, Delhi Pincode: 110064 | TL/MD/2025/000011 | 13-May-2025 | Basic electric toothbrush, line powered( IS 13450-1/IEC 60601-1 /IEC 60601-1-2) | Class A
Conformity Testing Labs Pvt. Ltd. Unit-2, A-33, Mayapuri Industrial Area Phase 1, New Delhi, Delhi Pincode: 110064 | TL/MD/2025/000011 | 13-May-2025 | Blood bank centrifuge( IS 13450-1/IEC 60601-1 /IEC 60601-1-2) | Class A
Conformity Testing Labs Pvt. Ltd. Unit-2, A-33, Mayapuri Industrial Area Phase 1, New Delhi, Delhi Pincode: 110064 | TL/MD/2025/000011 | 13-May-2025 | Blood mixing and blood weighing devices( IS 13450- 1/IEC 60601-1 /IEC 60601-1-2) | Class A
Conformity Testing Labs Pvt. Ltd. Unit-2, A-33, Mayapuri Industrial Area Phase 1, New Delhi, Delhi Pincode: 110064 | TL/MD/2025/000011 | 13-May-2025 | Carbon dioxide monitor( IS 13450-1/IEC 60601-1 /IEC 60601-1-2) | Class A
Conformity Testing Labs Pvt. Ltd. Unit-2, A-33, Mayapuri Industrial Area Phase 1, New Delhi, Delhi Pincode: 110064 | TL/MD/2025/000011 | 13-May-2025 | Close Wound Drainage Device Under Negative Pressure( IS 13450-1/IEC 60601-1 /IEC 60601-1-2) | Class A
Conformity Testing Labs Pvt. Ltd. Unit-2, A-33, Mayapuri Industrial Area Phase 1, New Delhi, Delhi Pincode: 110064 | TL/MD/2025/000011 | 13-May-2025 | ENT transilluminator( IS 13450-1/IEC 60601-1 /IEC 60601-1-2) | Class A
Conformity Testing Labs Pvt. Ltd. Unit-2, A-33, Mayapuri Industrial Area Phase 1, New Delhi, Delhi Pincode: 110064 | TL/MD/2025/000011 | 13-May-2025 | Heat-sealing device ( IS 13450-1/IEC 60601-1 /IEC 60601-1-2) | Class A
Conformity Testing Labs Pvt. Ltd. Unit-2, A-33, Mayapuri Industrial Area Phase 1, New Delhi, Delhi Pincode: 110064 | TL/MD/2025/000011 | 13-May-2025 | Indirect binocular ophthalmoscope( IS 13450-1/IEC 60601-1 /IEC 60601-1-2) | Class A
Conformity Testing Labs Pvt. Ltd. Unit-2, A-33, Mayapuri Industrial Area Phase 1, New Delhi, Delhi Pincode: 110064 | TL/MD/2025/000011 | 13-May-2025 | Medical electrical equipment and medical electrical systems -Electromagnetic disturbances- Requirements and tests (IS 13450- Part 1/Sec 2/IEC 6060-1-2) | Class A
Conformity Testing Labs Pvt. Ltd. Unit-2, A-33, Mayapuri Industrial Area Phase 1, New Delhi, Delhi Pincode: 110064 | TL/MD/2025/000011 | 13-May-2025 | Medical electrical equipment and medical electrical systems -General Requirements for Basic Safety and Essential Performance ( IS 13450 - Part 1/IEC 60601-1) | Class A
Conformity Testing Labs Pvt. Ltd. Unit-2, A-33, Mayapuri Industrial Area Phase 1, New Delhi, Delhi Pincode: 110064 | TL/MD/2025/000011 | 13-May-2025 | Medical Electrical Equipment and Medical Electrical Systems Intended for Use in the Emergency Medical Services Environment(IS 13450- Part 1/Sec 12/IEC 60601-1-12) | Class A
Conformity Testing Labs Pvt. Ltd. Unit-2, A-33, Mayapuri Industrial Area Phase 1, New Delhi, Delhi Pincode: 110064 | TL/MD/2025/000011 | 13-May-2025 | Medical electrical equipment and medical electrical systems -Usability(IS 13450- Part 1/Sec 6/IEC 60601-1- 6) | Class A
Conformity Testing Labs Pvt. Ltd. Unit-2, A-33, Mayapuri Industrial Area Phase 1, New Delhi, Delhi Pincode: 110064 | TL/MD/2025/000011 | 13-May-2025 | Medical electrical equipment and medical electrical systems used in the home healthcare environment(IS 13450- Part 1/Sec 11/IEC 60601-1-11) | Class A
Conformity Testing Labs Pvt. Ltd. Unit-2, A-33, Mayapuri Industrial Area Phase 1, New Delhi, Delhi Pincode: 110064 | TL/MD/2025/000011 | 13-May-2025 | Otoscope( IS 13450-1/IEC 60601-1 /IEC 60601-1-2) | Class A
Conformity Testing Labs Pvt. Ltd. Unit-2, A-33, Mayapuri Industrial Area Phase 1, New Delhi, Delhi Pincode: 110064 | TL/MD/2025/000011 | 13-May-2025 | Physiologic closed-loop controllers(IS 13450- Part 1/Sec 10/IEC 60601-1-10) | Class A
Conformity Testing Labs Pvt. Ltd. Unit-2, A-33, Mayapuri Industrial Area Phase 1, New Delhi, Delhi Pincode: 110064 | TL/MD/2025/000011 | 13-May-2025 | Pulse oximeter equipment (IS/ISO 80601-2-61) | Class A
Conformity Testing Labs Pvt. Ltd. Unit-2, A-33, Mayapuri Industrial Area Phase 1, New Delhi, Delhi Pincode: 110064 | TL/MD/2025/000011 | 13-May-2025 | Pupillograph( IS 13450-1/IEC 60601-1 /IEC 60601-1-2) | Class A
Conformity Testing Labs Pvt. Ltd. Unit-2, A-33, Mayapuri Industrial Area Phase 1, New Delhi, Delhi Pincode: 110064 | TL/MD/2025/000011 | 13-May-2025 | Pupillometer( IS 13450-1/IEC 60601-1 /IEC 60601-1-2) | Class A
Conformity Testing Labs Pvt. Ltd. Unit-2, A-33, Mayapuri Industrial Area Phase 1, New Delhi, Delhi Pincode: 110064 | TL/MD/2025/000011 | 13-May-2025 | Radiographic film illuminator( IS 13450-1/IEC 60601-1 /IEC 60601-1-2) | Class A
Conformity Testing Labs Pvt. Ltd. Unit-2, A-33, Mayapuri Industrial Area Phase 1, New Delhi, Delhi Pincode: 110064 | TL/MD/2025/000011 | 13-May-2025 | Requirements for environmen-tally conscious design(IEC 60601-1-9) | Class A
Conformity Testing Labs Pvt. Ltd. Unit-2, A-33, Mayapuri Industrial Area Phase 1, New Delhi, Delhi Pincode: 110064 | TL/MD/2025/000011 | 13-May-2025 | Sitz bath chair( IS 13450-1/IEC 60601-1 /IEC 60601-1- 2) | Class A
Conformity Testing Labs Pvt. Ltd. Unit-2, A-33, Mayapuri Industrial Area Phase 1, New Delhi, Delhi Pincode: 110064 | TL/MD/2025/000011 | 13-May-2025 | Sitz bath( IS 13450-1/IEC 60601-1 /IEC 60601-1-2) | Class A
Conformity Testing Labs Pvt. Ltd. Unit-2, A-33, Mayapuri Industrial Area Phase 1, New Delhi, Delhi Pincode: 110064 | TL/MD/2025/000011 | 13-May-2025 | Spirometer/pulmonary function analyser ( IS 13450- 1/IEC 60601-1 /IEC 60601-1-2) | Class A
Conformity Testing Labs Pvt. Ltd. Unit-2, A-33, Mayapuri Industrial Area Phase 1, New Delhi, Delhi Pincode: 110064 | TL/MD/2025/000011 | 13-May-2025 | Suction Control Device( IS 13450-1/IEC 60601-1 /IEC 60601-1-2) | Class A
Conformity Testing Labs Pvt. Ltd. Unit-2, A-33, Mayapuri Industrial Area Phase 1, New Delhi, Delhi Pincode: 110064 | TL/MD/2025/000011 | 13-May-2025 | Turbulent cleaning chamber for cleaning catheter( IS 13450-1/IEC 60601-1 /IEC 60601-1-2) | Class A
Conformity Testing Labs Pvt. Ltd. Unit-2, A-33, Mayapuri Industrial Area Phase 1, New Delhi, Delhi Pincode: 110064 | TL/MD/2025/000011 | 13-May-2025 | Ultrasonic cough stimulation system( IS 13450-1/IEC 60601-1 /IEC 60601-1-2) | Class A
Conformity Testing Labs Pvt. Ltd. Unit-2, A-33, Mayapuri Industrial Area Phase 1, New Delhi, Delhi Pincode: 110064 | TL/MD/2025/000011 | 13-May-2025 | Ultrasonic respiratory humidifier( IS 13450-1/IEC 60601- 1 /IEC 60601-1-2) | Class A
Conformity Testing Labs Pvt. Ltd. Unit-2, A-33, Mayapuri Industrial Area Phase 1, New Delhi, Delhi Pincode: 110064 | TL/MD/2025/000011 | 13-May-2025 | Visual projector( IS 13450-1/IEC 60601-1 /IEC 60601- 1-2) | Class A
Conformity Testing Labs Pvt. Ltd. Unit-2, A-33, Mayapuri Industrial Area Phase 1, New Delhi, Delhi Pincode: 110064 | TL/MD/2025/000011 | 13-May-2025 | Abdominal decompression chamber pump( IS 13450- 1/IEC 60601-1 /IEC 60601-1-2) | Class B
Conformity Testing Labs Pvt. Ltd. Unit-2, A-33, Mayapuri Industrial Area Phase 1, New Delhi, Delhi Pincode: 110064 | TL/MD/2025/000011 | 13-May-2025 | Adaptometer( IS 13450-1/IEC 60601-1 /IEC 60601-1-2) | Class B
Conformity Testing Labs Pvt. Ltd. Unit-2, A-33, Mayapuri Industrial Area Phase 1, New Delhi, Delhi Pincode: 110064 | TL/MD/2025/000011 | 13-May-2025 | Aerosol inhalation monitor( IS 13450-1/IEC 60601-1 /IEC 60601-1-2) | Class B
Conformity Testing Labs Pvt. Ltd. Unit-2, A-33, Mayapuri Industrial Area Phase 1, New Delhi, Delhi Pincode: 110064 | TL/MD/2025/000011 | 13-May-2025 | Alarm systems in medical electrical equipment and medical electrical systems(IS 13450- Part 1/Sec 8/IEC 60601-1-8) | Class B
Conformity Testing Labs Pvt. Ltd. Unit-2, A-33, Mayapuri Industrial Area Phase 1, New Delhi, Delhi Pincode: 110064 | TL/MD/2025/000011 | 13-May-2025 | Ambulatory electrocardiographic systems (IS 13450- Part 2/Sec 47/IEC 60601-2-47) | Class B
Conformity Testing Labs Pvt. Ltd. Unit-2, A-33, Mayapuri Industrial Area Phase 1, New Delhi, Delhi Pincode: 110064 | TL/MD/2025/000011 | 13-May-2025 | Anesthesia depth monitor( IS 13450-1/IEC 60601-1 /IEC 60601-1-2) | Class B
Conformity Testing Labs Pvt. Ltd. Unit-2, A-33, Mayapuri Industrial Area Phase 1, New Delhi, Delhi Pincode: 110064 | TL/MD/2025/000011 | 13-May-2025 | Apex cardiograph (vibrocardiograph) ( IS 13450-1/IEC 60601-1 /IEC 60601-1-2) | Class B
Conformity Testing Labs Pvt. Ltd. Unit-2, A-33, Mayapuri Industrial Area Phase 1, New Delhi, Delhi Pincode: 110064 | TL/MD/2025/000011 | 13-May-2025 | Audiometer( IS 13450-1/IEC 60601-1 /IEC 60601-1-2) | Class B
Conformity Testing Labs Pvt. Ltd. Unit-2, A-33, Mayapuri Industrial Area Phase 1, New Delhi, Delhi Pincode: 110064 | TL/MD/2025/000011 | 13-May-2025 | Auditory evoked-potential graphic recorder( IS 13450- 1/IEC 60601-1 /IEC 60601-1-2) | Class B
Conformity Testing Labs Pvt. Ltd. Unit-2, A-33, Mayapuri Industrial Area Phase 1, New Delhi, Delhi Pincode: 110064 | TL/MD/2025/000011 | 13-May-2025 | Bed/chair electric massager( IS 13450-1/IEC 60601-1 /IEC 60601-1-2) | Class B
Conformity Testing Labs Pvt. Ltd. Unit-2, A-33, Mayapuri Industrial Area Phase 1, New Delhi, Delhi Pincode: 110064 | TL/MD/2025/000011 | 13-May-2025 | Bone sonometer( IS 13450-1/IEC 60601-1 /IEC 60601- 1-2) | Class B
Conformity Testing Labs Pvt. Ltd. Unit-2, A-33, Mayapuri Industrial Area Phase 1, New Delhi, Delhi Pincode: 110064 | TL/MD/2025/000011 | 13-May-2025 | Cardiac monitor (including cardiotachometer and rate alarm)( IS 13450-1/IEC 60601-1 /IEC 60601-1-2) | Class B
Conformity Testing Labs Pvt. Ltd. Unit-2, A-33, Mayapuri Industrial Area Phase 1, New Delhi, Delhi Pincode: 110064 | TL/MD/2025/000011 | 13-May-2025 | Cardiopulmonary bypass bubble detector. | Class B
Conformity Testing Labs Pvt. Ltd. Unit-2, A-33, Mayapuri Industrial Area Phase 1, New Delhi, Delhi Pincode: 110064 | TL/MD/2025/000011 | 13-May-2025 | Cardiopulmonary bypass defoamer( IS 13450-1/IEC 60601-1 /IEC 60601-1-2) | Class B
Conformity Testing Labs Pvt. Ltd. Unit-2, A-33, Mayapuri Industrial Area Phase 1, New Delhi, Delhi Pincode: 110064 | TL/MD/2025/000011 | 13-May-2025 | Cardiopulmonary bypass heart-lung machine console.( IS 13450-1/IEC 60601-1 /IEC 60601-1-2) | Class B
Conformity Testing Labs Pvt. Ltd. Unit-2, A-33, Mayapuri Industrial Area Phase 1, New Delhi, Delhi Pincode: 110064 | TL/MD/2025/000011 | 13-May-2025 | Cardiopulmonary bypass heat exchanger( IS 13450- 1/IEC 60601-1 /IEC 60601-1-2) | Class B
Conformity Testing Labs Pvt. Ltd. Unit-2, A-33, Mayapuri Industrial Area Phase 1, New Delhi, Delhi Pincode: 110064 | TL/MD/2025/000011 | 13-May-2025 | Cardiopulmonary bypass temperature controller( IS 13450-1/IEC 60601-1 /IEC 60601-1-2) | Class B
Conformity Testing Labs Pvt. Ltd. Unit-2, A-33, Mayapuri Industrial Area Phase 1, New Delhi, Delhi Pincode: 110064 | TL/MD/2025/000011 | 13-May-2025 | Clinical color change thermometer( IS 13450-1/IEC 60601-1 /IEC 60601-1-2) | Class B
Conformity Testing Labs Pvt. Ltd. Unit-2, A-33, Mayapuri Industrial Area Phase 1, New Delhi, Delhi Pincode: 110064 | TL/MD/2025/000011 | 13-May-2025 | Clinical electronic thermometer( IS 13450-1/IEC 60601- 1 /IEC 60601-1-2) | Class B
Conformity Testing Labs Pvt. Ltd. Unit-2, A-33, Mayapuri Industrial Area Phase 1, New Delhi, Delhi Pincode: 110064 | TL/MD/2025/000011 | 13-May-2025 | Clinical thermometers for body temperature measurement (ISO 80601-2-56) | Class B
Conformity Testing Labs Pvt. Ltd. Unit-2, A-33, Mayapuri Industrial Area Phase 1, New Delhi, Delhi Pincode: 110064 | TL/MD/2025/000011 | 13-May-2025 | Cold-air therapy unit( IS 13450-1/IEC 60601-1 /IEC 60601-1-2) | Class B
Conformity Testing Labs Pvt. Ltd. Unit-2, A-33, Mayapuri Industrial Area Phase 1, New Delhi, Delhi Pincode: 110064 | TL/MD/2025/000011 | 13-May-2025 | Colposcope( IS 13450-1/IEC 60601-1 /IEC 60601-1-2) | Class B
Conformity Testing Labs Pvt. Ltd. Unit-2, A-33, Mayapuri Industrial Area Phase 1, New Delhi, Delhi Pincode: 110064 | TL/MD/2025/000011 | 13-May-2025 | Dental equipment(IEC 80601-2-60) | Class B
Conformity Testing Labs Pvt. Ltd. Unit-2, A-33, Mayapuri Industrial Area Phase 1, New Delhi, Delhi Pincode: 110064 | TL/MD/2025/000011 | 13-May-2025 | Dental extra-oral X-ray equipment(IS 13450-Part 2/Sec 63/ IEC 60601-2-63) | Class B
Conformity Testing Labs Pvt. Ltd. Unit-2, A-33, Mayapuri Industrial Area Phase 1, New Delhi, Delhi Pincode: 110064 | TL/MD/2025/000011 | 13-May-2025 | Dental intra-oral X-ray equipment(IS 13450-Part 2/Sec 65/ IEC 60601-2-65) | Class B
Conformity Testing Labs Pvt. Ltd. Unit-2, A-33, Mayapuri Industrial Area Phase 1, New Delhi, Delhi Pincode: 110064 | TL/MD/2025/000011 | 13-May-2025 | Dental suction system( IS 13450-1/IEC 60601-1 /IEC 60601-1-2) | Class B
Conformity Testing Labs Pvt. Ltd. Unit-2, A-33, Mayapuri Industrial Area Phase 1, New Delhi, Delhi Pincode: 110064 | TL/MD/2025/000011 | 13-May-2025 | Echocardiograph.( IS 13450-1/IEC 60601-1 /IEC 60601- 1-2) | Class B
Conformity Testing Labs Pvt. Ltd. Unit-2, A-33, Mayapuri Industrial Area Phase 1, New Delhi, Delhi Pincode: 110064 | TL/MD/2025/000011 | 13-May-2025 | Electrically powered spinal fluid pressure monitor( IS 13450-1/IEC 60601-1 /IEC 60601-1-2) | Class B
Conformity Testing Labs Pvt. Ltd. Unit-2, A-33, Mayapuri Industrial Area Phase 1, New Delhi, Delhi Pincode: 110064 | TL/MD/2025/000011 | 13-May-2025 | Electrocardiographs(IS 13450-Part 2/Sec 26/ IEC 60601-2-26) | Class B
Conformity Testing Labs Pvt. Ltd. Unit-2, A-33, Mayapuri Industrial Area Phase 1, New Delhi, Delhi Pincode: 110064 | TL/MD/2025/000011 | 13-May-2025 | Electromyographs and evoked response equipment(IS 13450-Part 2/Sec 40/IEC 60601-2-40) | Class B
Conformity Testing Labs Pvt. Ltd. Unit-2, A-33, Mayapuri Industrial Area Phase 1, New Delhi, Delhi Pincode: 110064 | TL/MD/2025/000011 | 13-May-2025 | Electronic monitor for gravity flow infusion systems( IS 13450-1/IEC 60601-1 /IEC 60601-1-2) | Class B
Conformity Testing Labs Pvt. Ltd. Unit-2, A-33, Mayapuri Industrial Area Phase 1, New Delhi, Delhi Pincode: 110064 | TL/MD/2025/000011 | 13-May-2025 | Endomyocardial biopsy device.( IS 13450-1/IEC 60601- 1 /IEC 60601-1-2) | Class B
Conformity Testing Labs Pvt. Ltd. Unit-2, A-33, Mayapuri Industrial Area Phase 1, New Delhi, Delhi Pincode: 110064 | TL/MD/2025/000011 | 13-May-2025 | ENT chair, electric( IS 13450-1/IEC 60601-1 /IEC 60601-1-2) | Class B
Conformity Testing Labs Pvt. Ltd. Unit-2, A-33, Mayapuri Industrial Area Phase 1, New Delhi, Delhi Pincode: 110064 | TL/MD/2025/000011 | 13-May-2025 | ENT chair, mechanical( IS 13450-1/IEC 60601-1 /IEC 60601-1-2) | Class B
Conformity Testing Labs Pvt. Ltd. Unit-2, A-33, Mayapuri Industrial Area Phase 1, New Delhi, Delhi Pincode: 110064 | TL/MD/2025/000011 | 13-May-2025 | ENT shaver system( IS 13450-1/IEC 60601-1 /IEC 60601-1-2) | Class B
Conformity Testing Labs Pvt. Ltd. Unit-2, A-33, Mayapuri Industrial Area Phase 1, New Delhi, Delhi Pincode: 110064 | TL/MD/2025/000011 | 13-May-2025 | ENT surgical microscope( IS 13450-1/IEC 60601-1 /IEC 60601-1-2) | Class B
Conformity Testing Labs Pvt. Ltd. Unit-2, A-33, Mayapuri Industrial Area Phase 1, New Delhi, Delhi Pincode: 110064 | TL/MD/2025/000011 | 13-May-2025 | Esophagoscope (flexible or rigid) ( IS 13450-1/IEC 60601-1 /IEC 60601-1-2) | Class B
Conformity Testing Labs Pvt. Ltd. Unit-2, A-33, Mayapuri Industrial Area Phase 1, New Delhi, Delhi Pincode: 110064 | TL/MD/2025/000011 | 13-May-2025 | Euthyscope( IS 13450-1/IEC 60601-1 /IEC 60601-1-2) | Class B
Conformity Testing Labs Pvt. Ltd. Unit-2, A-33, Mayapuri Industrial Area Phase 1, New Delhi, Delhi Pincode: 110064 | TL/MD/2025/000011 | 13-May-2025 | Evoked-potential audiometer( IS 13450-1/IEC 60601-1 /IEC 60601-1-2) | Class B
Conformity Testing Labs Pvt. Ltd. Unit-2, A-33, Mayapuri Industrial Area Phase 1, New Delhi, Delhi Pincode: 110064 | TL/MD/2025/000011 | 13-May-2025 | Exophthalmometer( IS 13450-1/IEC 60601-1 /IEC 60601-1-2) | Class B
Conformity Testing Labs Pvt. Ltd. Unit-2, A-33, Mayapuri Industrial Area Phase 1, New Delhi, Delhi Pincode: 110064 | TL/MD/2025/000011 | 13-May-2025 | Externally-propelled flexible video colonoscope( IS 13450-1/IEC 60601-1 /IEC 60601-1-2) | Class B
Conformity Testing Labs Pvt. Ltd. Unit-2, A-33, Mayapuri Industrial Area Phase 1, New Delhi, Delhi Pincode: 110064 | TL/MD/2025/000011 | 13-May-2025 | Flexible fibreoptic choledochoscope( IS 13450-1/IEC 60601-1 /IEC 60601-1-2) | Class B
Conformity Testing Labs Pvt. Ltd. Unit-2, A-33, Mayapuri Industrial Area Phase 1, New Delhi, Delhi Pincode: 110064 | TL/MD/2025/000011 | 13-May-2025 | Flexible fibreoptic colonoscope( IS 13450-1/IEC 60601- 1 /IEC 60601-1-2) | Class B
Conformity Testing Labs Pvt. Ltd. Unit-2, A-33, Mayapuri Industrial Area Phase 1, New Delhi, Delhi Pincode: 110064 | TL/MD/2025/000011 | 13-May-2025 | Flexible fibreoptic culdoscope( IS 13450-1/IEC 60601-1 /IEC 60601-1-2) | Class B
Conformity Testing Labs Pvt. Ltd. Unit-2, A-33, Mayapuri Industrial Area Phase 1, New Delhi, Delhi Pincode: 110064 | TL/MD/2025/000011 | 13-May-2025 | Flexible fibreoptic duodenoscope( IS 13450-1/IEC 60601-1 /IEC 60601-1-2) | Class B
Conformity Testing Labs Pvt. Ltd. Unit-2, A-33, Mayapuri Industrial Area Phase 1, New Delhi, Delhi Pincode: 110064 | TL/MD/2025/000011 | 13-May-2025 | Flexible fibreoptic enteroscope( IS 13450-1/IEC 60601- 1 /IEC 60601-1-2) | Class B
Conformity Testing Labs Pvt. Ltd. Unit-2, A-33, Mayapuri Industrial Area Phase 1, New Delhi, Delhi Pincode: 110064 | TL/MD/2025/000011 | 13-May-2025 | Flexible fibreoptic gastroduodenoscope( IS 13450- 1/IEC 60601-1 /IEC 60601-1-2) | Class B
Conformity Testing Labs Pvt. Ltd. Unit-2, A-33, Mayapuri Industrial Area Phase 1, New Delhi, Delhi Pincode: 110064 | TL/MD/2025/000011 | 13-May-2025 | Flexible fibreoptic gastroscope( IS 13450-1/IEC 60601-1 /IEC 60601-1-2) | Class B
Conformity Testing Labs Pvt. Ltd. Unit-2, A-33, Mayapuri Industrial Area Phase 1, New Delhi, Delhi Pincode: 110064 | TL/MD/2025/000011 | 13-May-2025 | Flexible fibreoptic hysteroscope( IS 13450-1/IEC 60601- 1 /IEC 60601-1-2) | Class B
Conformity Testing Labs Pvt. Ltd. Unit-2, A-33, Mayapuri Industrial Area Phase 1, New Delhi, Delhi Pincode: 110064 | TL/MD/2025/000011 | 13-May-2025 | Flexible fibreoptic laparoscope( IS 13450-1/IEC 60601-1 /IEC 60601-1-2) | Class B
Conformity Testing Labs Pvt. Ltd. Unit-2, A-33, Mayapuri Industrial Area Phase 1, New Delhi, Delhi Pincode: 110064 | TL/MD/2025/000011 | 13-May-2025 | Flexible fibreoptic mammary ductoscope( IS 13450- 1/IEC 60601-1 /IEC 60601-1-2) | Class B
Conformity Testing Labs Pvt. Ltd. Unit-2, A-33, Mayapuri Industrial Area Phase 1, New Delhi, Delhi Pincode: 110064 | TL/MD/2025/000011 | 13-May-2025 | Flexible fibreoptic nasopharyngolaryngoscope( IS 13450-1/IEC 60601-1 /IEC 60601-1-2) | Class B
Conformity Testing Labs Pvt. Ltd. Unit-2, A-33, Mayapuri Industrial Area Phase 1, New Delhi, Delhi Pincode: 110064 | TL/MD/2025/000011 | 13-May-2025 | Flexible fibreoptic oesophagoscope( IS 13450-1/IEC 60601-1 /IEC 60601-1-2) | Class B
Conformity Testing Labs Pvt. Ltd. Unit-2, A-33, Mayapuri Industrial Area Phase 1, New Delhi, Delhi Pincode: 110064 | TL/MD/2025/000011 | 13-May-2025 | Flexible fibreoptic pancreatoscope( IS 13450-1/IEC 60601-1 /IEC 60601-1-2) | Class B
Conformity Testing Labs Pvt. Ltd. Unit-2, A-33, Mayapuri Industrial Area Phase 1, New Delhi, Delhi Pincode: 110064 | TL/MD/2025/000011 | 13-May-2025 | Flexible fibreoptic rhinoscope( IS 13450-1/IEC 60601-1 /IEC 60601-1-2) | Class B
Conformity Testing Labs Pvt. Ltd. Unit-2, A-33, Mayapuri Industrial Area Phase 1, New Delhi, Delhi Pincode: 110064 | TL/MD/2025/000011 | 13-May-2025 | Flexible fibreoptic salpingoscope( IS 13450-1/IEC 60601-1 /IEC 60601-1-2) | Class B
Conformity Testing Labs Pvt. Ltd. Unit-2, A-33, Mayapuri Industrial Area Phase 1, New Delhi, Delhi Pincode: 110064 | TL/MD/2025/000011 | 13-May-2025 | Flexible fibreoptic sigmoidoscope( IS 13450-1/IEC 60601-1 /IEC 60601-1-2) | Class B
Conformity Testing Labs Pvt. Ltd. Unit-2, A-33, Mayapuri Industrial Area Phase 1, New Delhi, Delhi Pincode: 110064 | TL/MD/2025/000011 | 13-May-2025 | Flexible fibreoptic sinoscope( IS 13450-1/IEC 60601-1 /IEC 60601-1-2) | Class B
Conformity Testing Labs Pvt. Ltd. Unit-2, A-33, Mayapuri Industrial Area Phase 1, New Delhi, Delhi Pincode: 110064 | TL/MD/2025/000011 | 13-May-2025 | Flexible ultrasound colonoscope( IS 13450-1/IEC 60601-1 /IEC 60601-1-2) | Class B
Conformity Testing Labs Pvt. Ltd. Unit-2, A-33, Mayapuri Industrial Area Phase 1, New Delhi, Delhi Pincode: 110064 | TL/MD/2025/000011 | 13-May-2025 | Flexible ultrasound duodenoscope( IS 13450-1/IEC 60601-1 /IEC 60601-1-2) | Class B
Conformity Testing Labs Pvt. Ltd. Unit-2, A-33, Mayapuri Industrial Area Phase 1, New Delhi, Delhi Pincode: 110064 | TL/MD/2025/000011 | 13-May-2025 | Flexible ultrasound gastroduodenoscope( IS 13450- 1/IEC 60601-1 /IEC 60601-1-2) | Class B
Conformity Testing Labs Pvt. Ltd. Unit-2, A-33, Mayapuri Industrial Area Phase 1, New Delhi, Delhi Pincode: 110064 | TL/MD/2025/000011 | 13-May-2025 | Flexible ultrasound laparoscope( IS 13450-1/IEC 60601-1 /IEC 60601-1-2) | Class B
Conformity Testing Labs Pvt. Ltd. Unit-2, A-33, Mayapuri Industrial Area Phase 1, New Delhi, Delhi Pincode: 110064 | TL/MD/2025/000011 | 13-May-2025 | Flexible video antroscope( IS 13450-1/IEC 60601-1 /IEC 60601-1-2) | Class B
Conformity Testing Labs Pvt. Ltd. Unit-2, A-33, Mayapuri Industrial Area Phase 1, New Delhi, Delhi Pincode: 110064 | TL/MD/2025/000011 | 13-May-2025 | Flexible video choledochoscope( IS 13450-1/IEC 60601-1 /IEC 60601-1-2) | Class B
Conformity Testing Labs Pvt. Ltd. Unit-2, A-33, Mayapuri Industrial Area Phase 1, New Delhi, Delhi Pincode: 110064 | TL/MD/2025/000011 | 13-May-2025 | Flexible video culdoscope( IS 13450-1/IEC 60601-1 /IEC 60601-1-2) | Class B
Conformity Testing Labs Pvt. Ltd. Unit-2, A-33, Mayapuri Industrial Area Phase 1, New Delhi, Delhi Pincode: 110064 | TL/MD/2025/000011 | 13-May-2025 | Flexible video cystourethroscope( IS 13450-1/IEC 60601-1 /IEC 60601-1-2) | Class B
Conformity Testing Labs Pvt. Ltd. Unit-2, A-33, Mayapuri Industrial Area Phase 1, New Delhi, Delhi Pincode: 110064 | TL/MD/2025/000011 | 13-May-2025 | Flexible video enteroscope( IS 13450-1/IEC 60601-1 /IEC 60601-1-2) | Class B
Conformity Testing Labs Pvt. Ltd. Unit-2, A-33, Mayapuri Industrial Area Phase 1, New Delhi, Delhi Pincode: 110064 | TL/MD/2025/000011 | 13-May-2025 | Flexible video gastroduodenoscope( IS 13450-1/IEC 60601-1 /IEC 60601-1-2) | Class B
Conformity Testing Labs Pvt. Ltd. Unit-2, A-33, Mayapuri Industrial Area Phase 1, New Delhi, Delhi Pincode: 110064 | TL/MD/2025/000011 | 13-May-2025 | Flexible video gastroscope( IS 13450-1/IEC 60601-1 /IEC 60601-1-2) | Class B
Conformity Testing Labs Pvt. Ltd. Unit-2, A-33, Mayapuri Industrial Area Phase 1, New Delhi, Delhi Pincode: 110064 | TL/MD/2025/000011 | 13-May-2025 | Flexible video hysteroscope( IS 13450-1/IEC 60601-1 /IEC 60601-1-2) | Class B
Conformity Testing Labs Pvt. Ltd. Unit-2, A-33, Mayapuri Industrial Area Phase 1, New Delhi, Delhi Pincode: 110064 | TL/MD/2025/000011 | 13-May-2025 | Flexible video laparoscope( IS 13450-1/IEC 60601-1 /IEC 60601-1-2) | Class B
Conformity Testing Labs Pvt. Ltd. Unit-2, A-33, Mayapuri Industrial Area Phase 1, New Delhi, Delhi Pincode: 110064 | TL/MD/2025/000011 | 13-May-2025 | Flexible video mammary ductoscope( IS 13450-1/IEC 60601-1 /IEC 60601-1-2) | Class B
Conformity Testing Labs Pvt. Ltd. Unit-2, A-33, Mayapuri Industrial Area Phase 1, New Delhi, Delhi Pincode: 110064 | TL/MD/2025/000011 | 13-May-2025 | Flexible video oesophagoscope, reusable( IS 13450- 1/IEC 60601-1 /IEC 60601-1-2) | Class B
Conformity Testing Labs Pvt. Ltd. Unit-2, A-33, Mayapuri Industrial Area Phase 1, New Delhi, Delhi Pincode: 110064 | TL/MD/2025/000011 | 13-May-2025 | Flexible video oesophagoscope, single-use( IS 13450- 1/IEC 60601-1 /IEC 60601-1-2) | Class B
Conformity Testing Labs Pvt. Ltd. Unit-2, A-33, Mayapuri Industrial Area Phase 1, New Delhi, Delhi Pincode: 110064 | TL/MD/2025/000011 | 13-May-2025 | Flexible video pancreatoscope( IS 13450-1/IEC 60601- 1 /IEC 60601-1-2) | Class B
Conformity Testing Labs Pvt. Ltd. Unit-2, A-33, Mayapuri Industrial Area Phase 1, New Delhi, Delhi Pincode: 110064 | TL/MD/2025/000011 | 13-May-2025 | Flexible video salpingoscope( IS 13450-1/IEC 60601-1 /IEC 60601-1-2) | Class B
Conformity Testing Labs Pvt. Ltd. Unit-2, A-33, Mayapuri Industrial Area Phase 1, New Delhi, Delhi Pincode: 110064 | TL/MD/2025/000011 | 13-May-2025 | Flexible video sigmoidoscope( IS 13450-1/IEC 60601-1 /IEC 60601-1-2) | Class B
Conformity Testing Labs Pvt. Ltd. Unit-2, A-33, Mayapuri Industrial Area Phase 1, New Delhi, Delhi Pincode: 110064 | TL/MD/2025/000011 | 13-May-2025 | Flexible video urethroscope( IS 13450-1/IEC 60601-1 /IEC 60601-1-2) | Class B
Conformity Testing Labs Pvt. Ltd. Unit-2, A-33, Mayapuri Industrial Area Phase 1, New Delhi, Delhi Pincode: 110064 | TL/MD/2025/000011 | 13-May-2025 | Foetal vacuum extraction system monitor( IS 13450- 1/IEC 60601-1 /IEC 60601-1-2) | Class B
Conformity Testing Labs Pvt. Ltd. Unit-2, A-33, Mayapuri Industrial Area Phase 1, New Delhi, Delhi Pincode: 110064 | TL/MD/2025/000011 | 13-May-2025 | Foot bath( IS 13450-1/IEC 60601-1 /IEC 60601-1-2) | Class B
Conformity Testing Labs Pvt. Ltd. Unit-2, A-33, Mayapuri Industrial Area Phase 1, New Delhi, Delhi Pincode: 110064 | TL/MD/2025/000011 | 13-May-2025 | Functional near-infrared spectroscopy (NIRS) equipment(IEC 80601-2-71) | Class B
Conformity Testing Labs Pvt. Ltd. Unit-2, A-33, Mayapuri Industrial Area Phase 1, New Delhi, Delhi Pincode: 110064 | TL/MD/2025/000011 | 13-May-2025 | Hearing aids and hearing aid systems(IEC 60601-2-66) | Class B
Conformity Testing Labs Pvt. Ltd. Unit-2, A-33, Mayapuri Industrial Area Phase 1, New Delhi, Delhi Pincode: 110064 | TL/MD/2025/000011 | 13-May-2025 | Heating Devices Using Blankets, Pads or Mattresses and Intended for Heating in Medical Use(IS 13450-Part 2/Sec 35 /IEC 60601-2-35) | Class B
Conformity Testing Labs Pvt. Ltd. Unit-2, A-33, Mayapuri Industrial Area Phase 1, New Delhi, Delhi Pincode: 110064 | TL/MD/2025/000011 | 13-May-2025 | High intensity therapeutic ultrasound ( HITU ) equipment(IS 13450-Part 2/Sec 62/ IEC 60601-2-62) | Class B
Conformity Testing Labs Pvt. Ltd. Unit-2, A-33, Mayapuri Industrial Area Phase 1, New Delhi, Delhi Pincode: 110064 | TL/MD/2025/000011 | 13-May-2025 | Home light therapy equipment(IEC 60601-2-83) | Class B
Conformity Testing Labs Pvt. Ltd. Unit-2, A-33, Mayapuri Industrial Area Phase 1, New Delhi, Delhi Pincode: 110064 | TL/MD/2025/000011 | 13-May-2025 | Infant Incubators(IS 13450-Part 2/Sec 19/ IEC 60601-2- 19) | Class B
Conformity Testing Labs Pvt. Ltd. Unit-2, A-33, Mayapuri Industrial Area Phase 1, New Delhi, Delhi Pincode: 110064 | TL/MD/2025/000011 | 13-May-2025 | Infant Phototherapy Equipment(IS 13450-Part 2/Sec 50/IEC 60601-2-50) | Class B
Conformity Testing Labs Pvt. Ltd. Unit-2, A-33, Mayapuri Industrial Area Phase 1, New Delhi, Delhi Pincode: 110064 | TL/MD/2025/000011 | 13-May-2025 | Infant Radiant Warmers(IS 13450-Part 2/Sec 21/ IEC 60601-2-21) | Class B
Conformity Testing Labs Pvt. Ltd. Unit-2, A-33, Mayapuri Industrial Area Phase 1, New Delhi, Delhi Pincode: 110064 | TL/MD/2025/000011 | 13-May-2025 | Infant Transport Incubators(IS 13450-Part 2/Sec 20/ IEC 60601-2-20) | Class B
Conformity Testing Labs Pvt. Ltd. Unit-2, A-33, Mayapuri Industrial Area Phase 1, New Delhi, Delhi Pincode: 110064 | TL/MD/2025/000011 | 13-May-2025 | Laryngostroboscope( IS 13450-1/IEC 60601-1 /IEC 60601-1-2) | Class B
Conformity Testing Labs Pvt. Ltd. Unit-2, A-33, Mayapuri Industrial Area Phase 1, New Delhi, Delhi Pincode: 110064 | TL/MD/2025/000011 | 13-May-2025 | Lens removal devices and vitrectomy devices for ophthalmic surgery (IEC 80601-2-58) | Class B
Conformity Testing Labs Pvt. Ltd. Unit-2, A-33, Mayapuri Industrial Area Phase 1, New Delhi, Delhi Pincode: 110064 | TL/MD/2025/000011 | 13-May-2025 | Light ion beam medical electrical equipment(IEC 60601- 2-64) | Class B
Conformity Testing Labs Pvt. Ltd. Unit-2, A-33, Mayapuri Industrial Area Phase 1, New Delhi, Delhi Pincode: 110064 | TL/MD/2025/000011 | 13-May-2025 | Mammographic X-ray equipment and mammographic stereotactic devices(IS 13450-Part 2/Sec 45/IEC 60601- 2-45) | Class B
Conformity Testing Labs Pvt. Ltd. Unit-2, A-33, Mayapuri Industrial Area Phase 1, New Delhi, Delhi Pincode: 110064 | TL/MD/2025/000011 | 13-May-2025 | Mediastinoscope and accessories( IS 13450-1/IEC 60601-1 /IEC 60601-1-2) | Class B
Conformity Testing Labs Pvt. Ltd. Unit-2, A-33, Mayapuri Industrial Area Phase 1, New Delhi, Delhi Pincode: 110064 | TL/MD/2025/000011 | 13-May-2025 | Medical beds(IS 13450-Part 2/Sec 52/ IEC 60601-2-52) | Class B
Conformity Testing Labs Pvt. Ltd. Unit-2, A-33, Mayapuri Industrial Area Phase 1, New Delhi, Delhi Pincode: 110064 | TL/MD/2025/000011 | 13-May-2025 | Medical electrical equipment and medical electrical systems -Electromagnetic disturbances- Requirements and tests (IS 13450- Part 1/Sec 2/IEC 6060-1-2) | Class B
Conformity Testing Labs Pvt. Ltd. Unit-2, A-33, Mayapuri Industrial Area Phase 1, New Delhi, Delhi Pincode: 110064 | TL/MD/2025/000011 | 13-May-2025 | Medical electrical equipment and medical electrical systems -General Requirements for Basic Safety and Essential Performance ( IS 13450 - Part 1/IEC 60601-1) | Class B
Conformity Testing Labs Pvt. Ltd. Unit-2, A-33, Mayapuri Industrial Area Phase 1, New Delhi, Delhi Pincode: 110064 | TL/MD/2025/000011 | 13-May-2025 | Medical Electrical Equipment and Medical Electrical Systems Intended for Use in the Emergency Medical Services Environment(IS 13450- Part 1/Sec 12/IEC 60601-1-12) | Class B
Conformity Testing Labs Pvt. Ltd. Unit-2, A-33, Mayapuri Industrial Area Phase 1, New Delhi, Delhi Pincode: 110064 | TL/MD/2025/000011 | 13-May-2025 | Medical electrical equipment and medical electrical systems -Usability(IS 13450- Part 1/Sec 6/IEC 60601-1- 6) | Class B
Conformity Testing Labs Pvt. Ltd. Unit-2, A-33, Mayapuri Industrial Area Phase 1, New Delhi, Delhi Pincode: 110064 | TL/MD/2025/000011 | 13-May-2025 | Medical electrical equipment and medical electrical systems used in the home healthcare environment(IS 13450- Part 1/Sec 11/IEC 60601-1-11) | Class B
Conformity Testing Labs Pvt. Ltd. Unit-2, A-33, Mayapuri Industrial Area Phase 1, New Delhi, Delhi Pincode: 110064 | TL/MD/2025/000011 | 13-May-2025 | Medical examination light, AC powered or Battery( IS 13450-1/IEC 60601-1 /IEC 60601-1-2) | Class B
Conformity Testing Labs Pvt. Ltd. Unit-2, A-33, Mayapuri Industrial Area Phase 1, New Delhi, Delhi Pincode: 110064 | TL/MD/2025/000011 | 13-May-2025 | Medical ultraviolet air purifier( IS 13450-1/IEC 60601-1 /IEC 60601-1-2) | Class B
Conformity Testing Labs Pvt. Ltd. Unit-2, A-33, Mayapuri Industrial Area Phase 1, New Delhi, Delhi Pincode: 110064 | TL/MD/2025/000011 | 13-May-2025 | Musculoskeletal infrared phototherapy unit( IS 13450- 1/IEC 60601-1 /IEC 60601-1-2) | Class B
Conformity Testing Labs Pvt. Ltd. Unit-2, A-33, Mayapuri Industrial Area Phase 1, New Delhi, Delhi Pincode: 110064 | TL/MD/2025/000011 | 13-May-2025 | Nerve and muscle stimulators(IS 13450-Part 2/Sec 10/IEC 60601-2-10) | Class B
Conformity Testing Labs Pvt. Ltd. Unit-2, A-33, Mayapuri Industrial Area Phase 1, New Delhi, Delhi Pincode: 110064 | TL/MD/2025/000011 | 13-May-2025 | Nonfetal ultrasonic monitor( IS 13450-1/IEC 60601-1 /IEC 60601-1-2) | Class B
Conformity Testing Labs Pvt. Ltd. Unit-2, A-33, Mayapuri Industrial Area Phase 1, New Delhi, Delhi Pincode: 110064 | TL/MD/2025/000011 | 13-May-2025 | Oesophageal temperature monitor( IS 13450-1/IEC 60601-1 /IEC 60601-1-2) | Class B
Conformity Testing Labs Pvt. Ltd. Unit-2, A-33, Mayapuri Industrial Area Phase 1, New Delhi, Delhi Pincode: 110064 | TL/MD/2025/000011 | 13-May-2025 | Operating tables(IS 13450-Part 2/Sec 46/IEC 60601-2- 46) | Class B
Conformity Testing Labs Pvt. Ltd. Unit-2, A-33, Mayapuri Industrial Area Phase 1, New Delhi, Delhi Pincode: 110064 | TL/MD/2025/000011 | 13-May-2025 | Oxygen-conserving equipment(IEC 80601-2-67) | Class B
Conformity Testing Labs Pvt. Ltd. Unit-2, A-33, Mayapuri Industrial Area Phase 1, New Delhi, Delhi Pincode: 110064 | TL/MD/2025/000011 | 13-May-2025 | Pacemaker generator function analyzer( IS 13450-1/IEC 60601-1 /IEC 60601-1-2) | Class B
Conformity Testing Labs Pvt. Ltd. Unit-2, A-33, Mayapuri Industrial Area Phase 1, New Delhi, Delhi Pincode: 110064 | TL/MD/2025/000011 | 13-May-2025 | Patient lift, Electrcially powered( IS 13450-1/IEC 60601- 1 /IEC 60601-1-2) | Class B
Conformity Testing Labs Pvt. Ltd. Unit-2, A-33, Mayapuri Industrial Area Phase 1, New Delhi, Delhi Pincode: 110064 | TL/MD/2025/000011 | 13-May-2025 | Pelvimeter( IS 13450-1/IEC 60601-1 /IEC 60601-1-2) | Class B
Conformity Testing Labs Pvt. Ltd. Unit-2, A-33, Mayapuri Industrial Area Phase 1, New Delhi, Delhi Pincode: 110064 | TL/MD/2025/000011 | 13-May-2025 | Pelviscope( IS 13450-1/IEC 60601-1 /IEC 60601-1-2) | Class B
Conformity Testing Labs Pvt. Ltd. Unit-2, A-33, Mayapuri Industrial Area Phase 1, New Delhi, Delhi Pincode: 110064 | TL/MD/2025/000011 | 13-May-2025 | Perineal warmer( IS 13450-1/IEC 60601-1 /IEC 60601- 1-2) | Class B
Conformity Testing Labs Pvt. Ltd. Unit-2, A-33, Mayapuri Industrial Area Phase 1, New Delhi, Delhi Pincode: 110064 | TL/MD/2025/000011 | 13-May-2025 | Perineometer( IS 13450-1/IEC 60601-1 /IEC 60601-1-2) | Class B
Conformity Testing Labs Pvt. Ltd. Unit-2, A-33, Mayapuri Industrial Area Phase 1, New Delhi, Delhi Pincode: 110064 | TL/MD/2025/000011 | 13-May-2025 | Photodynamic therapy and photodynamic diagnosis equipment(IEC 60601-2-75) | Class B
Conformity Testing Labs Pvt. Ltd. Unit-2, A-33, Mayapuri Industrial Area Phase 1, New Delhi, Delhi Pincode: 110064 | TL/MD/2025/000011 | 13-May-2025 | Physiologic closed-loop controllers(IS 13450- Part 1/Sec 10/IEC 60601-1-10) | Class B
Conformity Testing Labs Pvt. Ltd. Unit-2, A-33, Mayapuri Industrial Area Phase 1, New Delhi, Delhi Pincode: 110064 | TL/MD/2025/000011 | 13-May-2025 | Requirements for environmen-tally conscious design(IEC 60601-1-9) | Class B
Conformity Testing Labs Pvt. Ltd. Unit-2, A-33, Mayapuri Industrial Area Phase 1, New Delhi, Delhi Pincode: 110064 | TL/MD/2025/000011 | 13-May-2025 | Resectoscope( IS 13450-1/IEC 60601-1 /IEC 60601-1- 2) | Class B
Conformity Testing Labs Pvt. Ltd. Unit-2, A-33, Mayapuri Industrial Area Phase 1, New Delhi, Delhi Pincode: 110064 | TL/MD/2025/000011 | 13-May-2025 | Respiration monitor( IS 13450-1/IEC 60601-1 /IEC 60601-1-2) | Class B
Conformity Testing Labs Pvt. Ltd. Unit-2, A-33, Mayapuri Industrial Area Phase 1, New Delhi, Delhi Pincode: 110064 | TL/MD/2025/000011 | 13-May-2025 | Respiratory gas monitors(ISO 80601-2-55) | Class B
Conformity Testing Labs Pvt. Ltd. Unit-2, A-33, Mayapuri Industrial Area Phase 1, New Delhi, Delhi Pincode: 110064 | TL/MD/2025/000011 | 13-May-2025 | Respiratory oxygen monitor( IS 13450-1/IEC 60601-1 /IEC 60601-1-2) | Class B
Conformity Testing Labs Pvt. Ltd. Unit-2, A-33, Mayapuri Industrial Area Phase 1, New Delhi, Delhi Pincode: 110064 | TL/MD/2025/000011 | 13-May-2025 | Respiratory oxygen therapy monitor/regulator( IS 13450-1/IEC 60601-1 /IEC 60601-1-2) | Class B
Conformity Testing Labs Pvt. Ltd. Unit-2, A-33, Mayapuri Industrial Area Phase 1, New Delhi, Delhi Pincode: 110064 | TL/MD/2025/000011 | 13-May-2025 | Rigid nephroscope( IS 13450-1/IEC 60601-1 /IEC 60601-1-2) | Class B
Conformity Testing Labs Pvt. Ltd. Unit-2, A-33, Mayapuri Industrial Area Phase 1, New Delhi, Delhi Pincode: 110064 | TL/MD/2025/000011 | 13-May-2025 | Rigid oesophagoscope( IS 13450-1/IEC 60601-1 /IEC 60601-1-2) | Class B
Conformity Testing Labs Pvt. Ltd. Unit-2, A-33, Mayapuri Industrial Area Phase 1, New Delhi, Delhi Pincode: 110064 | TL/MD/2025/000011 | 13-May-2025 | Rigid sigmoidoscope( IS 13450-1/IEC 60601-1 /IEC 60601-1-2) | Class B
Conformity Testing Labs Pvt. Ltd. Unit-2, A-33, Mayapuri Industrial Area Phase 1, New Delhi, Delhi Pincode: 110064 | TL/MD/2025/000011 | 13-May-2025 | Screening thermographs for human febrile temperature screening(IEC 80601-2-59) | Class B
Conformity Testing Labs Pvt. Ltd. Unit-2, A-33, Mayapuri Industrial Area Phase 1, New Delhi, Delhi Pincode: 110064 | TL/MD/2025/000011 | 13-May-2025 | Self-propelled flexible video colonoscope( IS 13450- 1/IEC 60601-1 /IEC 60601-1-2) | Class B
Conformity Testing Labs Pvt. Ltd. Unit-2, A-33, Mayapuri Industrial Area Phase 1, New Delhi, Delhi Pincode: 110064 | TL/MD/2025/000011 | 13-May-2025 | Short-wave diathermy treatment system( IS 13450- 1/IEC 60601-1 /IEC 60601-1-2) | Class B
Conformity Testing Labs Pvt. Ltd. Unit-2, A-33, Mayapuri Industrial Area Phase 1, New Delhi, Delhi Pincode: 110064 | TL/MD/2025/000011 | 13-May-2025 | Spinal fluid manometer( IS 13450-1/IEC 60601-1 /IEC 60601-1-2) | Class B
Conformity Testing Labs Pvt. Ltd. Unit-2, A-33, Mayapuri Industrial Area Phase 1, New Delhi, Delhi Pincode: 110064 | TL/MD/2025/000011 | 13-May-2025 | Surgical luminaires and luminaires for diagnosis(IS 13450-Part 2/Sec 41/IEC 60601-2-41) | Class B
Conformity Testing Labs Pvt. Ltd. Unit-2, A-33, Mayapuri Industrial Area Phase 1, New Delhi, Delhi Pincode: 110064 | TL/MD/2025/000011 | 13-May-2025 | Suture retention device( IS 13450-1/IEC 60601-1 /IEC 60601-1-2) | Class B
Conformity Testing Labs Pvt. Ltd. Unit-2, A-33, Mayapuri Industrial Area Phase 1, New Delhi, Delhi Pincode: 110064 | TL/MD/2025/000011 | 13-May-2025 | Tachistoscope( IS 13450-1/IEC 60601-1 /IEC 60601-1- 2) | Class B
Conformity Testing Labs Pvt. Ltd. Unit-2, A-33, Mayapuri Industrial Area Phase 1, New Delhi, Delhi Pincode: 110064 | TL/MD/2025/000011 | 13-May-2025 | Therapeutic X-ray equipment operating in the range 10 kV to 1 MV(IS 13450-Part 2/Sec 8/IEC 60601-2-8) | Class B
Conformity Testing Labs Pvt. Ltd. Unit-2, A-33, Mayapuri Industrial Area Phase 1, New Delhi, Delhi Pincode: 110064 | TL/MD/2025/000011 | 13-May-2025 | Ultrasonic lithotripsy System ( IS 13450-1/IEC 60601-1 /IEC 60601-1-2) | Class B
Conformity Testing Labs Pvt. Ltd. Unit-2, A-33, Mayapuri Industrial Area Phase 1, New Delhi, Delhi Pincode: 110064 | TL/MD/2025/000011 | 13-May-2025 | Ultrasonic medical diagnostic and monitoring equipment(IS 13450-Part 2/Sec 37/ IEC 60601-2-37) | Class B
Conformity Testing Labs Pvt. Ltd. Unit-2, A-33, Mayapuri Industrial Area Phase 1, New Delhi, Delhi Pincode: 110064 | TL/MD/2025/000011 | 13-May-2025 | Ultrasonic pulsed doppler imaging system( IS 13450- 1/IEC 60601-1 /IEC 60601-1-2) | Class B
Conformity Testing Labs Pvt. Ltd. Unit-2, A-33, Mayapuri Industrial Area Phase 1, New Delhi, Delhi Pincode: 110064 | TL/MD/2025/000011 | 13-May-2025 | Ultrasonic respiratory humidifier( IS 13450-1/IEC 60601- 1 /IEC 60601-1-2) | Class B
Conformity Testing Labs Pvt. Ltd. Unit-2, A-33, Mayapuri Industrial Area Phase 1, New Delhi, Delhi Pincode: 110064 | TL/MD/2025/000011 | 13-May-2025 | Ultrasound pachymeter( IS 13450-1/IEC 60601-1 /IEC 60601-1-2) | Class B
Conformity Testing Labs Pvt. Ltd. Unit-2, A-33, Mayapuri Industrial Area Phase 1, New Delhi, Delhi Pincode: 110064 | TL/MD/2025/000011 | 13-May-2025 | Vacuum-powered body fluid suction apparatus( IS 13450-1/IEC 60601-1 /IEC 60601-1-2) | Class B
Conformity Testing Labs Pvt. Ltd. Unit-2, A-33, Mayapuri Industrial Area Phase 1, New Delhi, Delhi Pincode: 110064 | TL/MD/2025/000011 | 13-May-2025 | X-ray-based image-guided radiotherapy equipment for use with electron accelerators, light ion beam therapy equipment and radionuclide beam therapy equipment(IS 13450-Part 2/Sec 68/ IEC 60601-2-68) | Class B
Conformity Testing Labs Pvt. Ltd. Unit-2, A-33, Mayapuri Industrial Area Phase 1, New Delhi, Delhi Pincode: 110064 | TL/MD/2025/000011 | 13-May-2025 | X-ray equipment for computed tomography(IS 13450- Part 2/Sec 44/IEC 60601-2-44) | Class B
Conformity Testing Labs Pvt. Ltd. Unit-2, A-33, Mayapuri Industrial Area Phase 1, New Delhi, Delhi Pincode: 110064 | TL/MD/2025/000011 | 13-May-2025 | X-ray equipment for interventional procedures(IS 13450-Part 2/Sec 43/IEC 60601-2-43) | Class B
Conformity Testing Labs Pvt. Ltd. Unit-2, A-33, Mayapuri Industrial Area Phase 1, New Delhi, Delhi Pincode: 110064 | TL/MD/2025/000011 | 13-May-2025 | X-ray equipment for radiography and radioscopy(IS 13450-Part 2/Sec 54/ IEC 60601-2-54) | Class B
Conformity Testing Labs Pvt. Ltd. Unit-2, A-33, Mayapuri Industrial Area Phase 1, New Delhi, Delhi Pincode: 110064 | TL/MD/2025/000011 | 13-May-2025 | X-ray tube assemblies for medical diagnosis(IEC 60601-2-28) | Class B
Conformity Testing Labs Pvt. Ltd. Unit-2, A-33, Mayapuri Industrial Area Phase 1, New Delhi, Delhi Pincode: 110064 | TL/MD/2025/000011 | 13-May-2025 | Abdominal decompression chamber( IS 13450-1/IEC 60601-1 /IEC 60601-1-2) | Class C
Conformity Testing Labs Pvt. Ltd. Unit-2, A-33, Mayapuri Industrial Area Phase 1, New Delhi, Delhi Pincode: 110064 | TL/MD/2025/000011 | 13-May-2025 | Alarm systems in medical electrical equipment and medical electrical systems(IS 13450- Part 1/Sec 8/IEC 60601-1-8) | Class C
Conformity Testing Labs Pvt. Ltd. Unit-2, A-33, Mayapuri Industrial Area Phase 1, New Delhi, Delhi Pincode: 110064 | TL/MD/2025/000011 | 13-May-2025 | Anesthetic Workstation(IS 13450-Part 2/Sec 13/ISO 80601-2-13) | Class C
Conformity Testing Labs Pvt. Ltd. Unit-2, A-33, Mayapuri Industrial Area Phase 1, New Delhi, Delhi Pincode: 110064 | TL/MD/2025/000011 | 13-May-2025 | Argon laser for otology, rhinology, and laryngology( IS 13450-1/IEC 60601-1 /IEC 60601-1-2) | Class C
Conformity Testing Labs Pvt. Ltd. Unit-2, A-33, Mayapuri Industrial Area Phase 1, New Delhi, Delhi Pincode: 110064 | TL/MD/2025/000011 | 13-May-2025 | Auditory stimulator( IS 13450-1/IEC 60601-1 /IEC 60601-1-2) | Class C
Conformity Testing Labs Pvt. Ltd. Unit-2, A-33, Mayapuri Industrial Area Phase 1, New Delhi, Delhi Pincode: 110064 | TL/MD/2025/000011 | 13-May-2025 | Blood storage refrigerator ( IS 13450-1/IEC 60601-1 /IEC 60601-1-2) | Class C
Conformity Testing Labs Pvt. Ltd. Unit-2, A-33, Mayapuri Industrial Area Phase 1, New Delhi, Delhi Pincode: 110064 | TL/MD/2025/000011 | 13-May-2025 | Bone densitometer( IS 13450-1/IEC 60601-1 /IEC 60601-1-2) | Class C
Conformity Testing Labs Pvt. Ltd. Unit-2, A-33, Mayapuri Industrial Area Phase 1, New Delhi, Delhi Pincode: 110064 | TL/MD/2025/000011 | 13-May-2025 | Cardiac defibrillators(IS 13450-Part 2/Sec 4/IEC 60601- 2-4) | Class C
Conformity Testing Labs Pvt. Ltd. Unit-2, A-33, Mayapuri Industrial Area Phase 1, New Delhi, Delhi Pincode: 110064 | TL/MD/2025/000011 | 13-May-2025 | Cerebral tissue oximeter equipment (ISO 80601-2-85) | Class C
Conformity Testing Labs Pvt. Ltd. Unit-2, A-33, Mayapuri Industrial Area Phase 1, New Delhi, Delhi Pincode: 110064 | TL/MD/2025/000011 | 13-May-2025 | Critical care ventilators(IS 13450-Part 2/Sec 12/ISO 80601-2-12) | Class C
Conformity Testing Labs Pvt. Ltd. Unit-2, A-33, Mayapuri Industrial Area Phase 1, New Delhi, Delhi Pincode: 110064 | TL/MD/2025/000011 | 13-May-2025 | Cutting Coagulations device( IS 13450-1/IEC 60601-1 /IEC 60601-1-2) | Class C
Conformity Testing Labs Pvt. Ltd. Unit-2, A-33, Mayapuri Industrial Area Phase 1, New Delhi, Delhi Pincode: 110064 | TL/MD/2025/000011 | 13-May-2025 | Ear, nose, and throat electric or pneumatic surgical drill( IS 13450-1/IEC 60601-1 /IEC 60601-1-2) | Class C
Conformity Testing Labs Pvt. Ltd. Unit-2, A-33, Mayapuri Industrial Area Phase 1, New Delhi, Delhi Pincode: 110064 | TL/MD/2025/000011 | 13-May-2025 | Ear, nose, and throat microsurgical carbon dioxide laser( IS 13450-1/IEC 60601-1 /IEC 60601-1-2) | Class C
Conformity Testing Labs Pvt. Ltd. Unit-2, A-33, Mayapuri Industrial Area Phase 1, New Delhi, Delhi Pincode: 110064 | TL/MD/2025/000011 | 13-May-2025 | Electrocardio-graphic Monitoring Equipment(IS 13450- Part 2/Sec 27/IEC 60601-2-27) | Class C
Conformity Testing Labs Pvt. Ltd. Unit-2, A-33, Mayapuri Industrial Area Phase 1, New Delhi, Delhi Pincode: 110064 | TL/MD/2025/000011 | 13-May-2025 | Electrocardiographs(IS 13450-Part 2/Sec 25/ IEC 60601-2-25) | Class C
Conformity Testing Labs Pvt. Ltd. Unit-2, A-33, Mayapuri Industrial Area Phase 1, New Delhi, Delhi Pincode: 110064 | TL/MD/2025/000011 | 13-May-2025 | Electron accelerators in the range 1 MeV to 50 MeV(IEC 60601-2-1) | Class C
Conformity Testing Labs Pvt. Ltd. Unit-2, A-33, Mayapuri Industrial Area Phase 1, New Delhi, Delhi Pincode: 110064 | TL/MD/2025/000011 | 13-May-2025 | Emission computed tomography system( IS 13450- 1/IEC 60601-1 /IEC 60601-1-2) | Class C
Conformity Testing Labs Pvt. Ltd. Unit-2, A-33, Mayapuri Industrial Area Phase 1, New Delhi, Delhi Pincode: 110064 | TL/MD/2025/000011 | 13-May-2025 | Endoscopic Equipment(IS 13450-Part 2/Sec 18/IEC 60601-2-18) | Class C
Conformity Testing Labs Pvt. Ltd. Unit-2, A-33, Mayapuri Industrial Area Phase 1, New Delhi, Delhi Pincode: 110064 | TL/MD/2025/000011 | 13-May-2025 | Environmental chamber for storage of platelet concentrate( IS 13450-1/IEC 60601-1 /IEC 60601-1-2) | Class C
Conformity Testing Labs Pvt. Ltd. Unit-2, A-33, Mayapuri Industrial Area Phase 1, New Delhi, Delhi Pincode: 110064 | TL/MD/2025/000011 | 13-May-2025 | Equipment for extra corporeally induced lithotripsy(IS 13450-Part 2/Sec 36 IEC 60601-2-36) | Class C
Conformity Testing Labs Pvt. Ltd. Unit-2, A-33, Mayapuri Industrial Area Phase 1, New Delhi, Delhi Pincode: 110064 | TL/MD/2025/000011 | 13-May-2025 | External cardiac compressor( IS 13450-1/IEC 60601-1 /IEC 60601-1-2) | Class C
Conformity Testing Labs Pvt. Ltd. Unit-2, A-33, Mayapuri Industrial Area Phase 1, New Delhi, Delhi Pincode: 110064 | TL/MD/2025/000011 | 13-May-2025 | External Cardiac Pacemakers with Internal Power Source(IS 13450-Part 2/Sec 31/IEC 60601-2-31) | Class C
Conformity Testing Labs Pvt. Ltd. Unit-2, A-33, Mayapuri Industrial Area Phase 1, New Delhi, Delhi Pincode: 110064 | TL/MD/2025/000011 | 13-May-2025 | Fluorescent scanner( IS 13450-1/IEC 60601-1 /IEC 60601-1-2) | Class C
Conformity Testing Labs Pvt. Ltd. Unit-2, A-33, Mayapuri Industrial Area Phase 1, New Delhi, Delhi Pincode: 110064 | TL/MD/2025/000011 | 13-May-2025 | Foetal cardiac monitor( IS 13450-1/IEC 60601-1 /IEC 60601-1-2) | Class C
Conformity Testing Labs Pvt. Ltd. Unit-2, A-33, Mayapuri Industrial Area Phase 1, New Delhi, Delhi Pincode: 110064 | TL/MD/2025/000011 | 13-May-2025 | Gamma beam therapy equipment(IS 13450-Part 2/Sec 11/IEC 60601-2-11) | Class C
Conformity Testing Labs Pvt. Ltd. Unit-2, A-33, Mayapuri Industrial Area Phase 1, New Delhi, Delhi Pincode: 110064 | TL/MD/2025/000011 | 13-May-2025 | Glucometer(ISO 15197) | Class C
Conformity Testing Labs Pvt. Ltd. Unit-2, A-33, Mayapuri Industrial Area Phase 1, New Delhi, Delhi Pincode: 110064 | TL/MD/2025/000011 | 13-May-2025 | Hemodialysis, Haemodiafiltration and Haemofiltration equipment(IS 13450-Part 2/Sec 16/IEC 60601-2-16) | Class C
Conformity Testing Labs Pvt. Ltd. Unit-2, A-33, Mayapuri Industrial Area Phase 1, New Delhi, Delhi Pincode: 110064 | TL/MD/2025/000011 | 13-May-2025 | Hernia mesh fixation device( IS 14228 /ISO 8827) | Class C
Conformity Testing Labs Pvt. Ltd. Unit-2, A-33, Mayapuri Industrial Area Phase 1, New Delhi, Delhi Pincode: 110064 | TL/MD/2025/000011 | 13-May-2025 | High frequency surgical equipment and high frequency surgical accessories(IS 13450-Part 2/Sec 2/IEC 60601- 2-2) | Class C
Conformity Testing Labs Pvt. Ltd. Unit-2, A-33, Mayapuri Industrial Area Phase 1, New Delhi, Delhi Pincode: 110064 | TL/MD/2025/000011 | 13-May-2025 | High frequency ventilators (ISO 80601-2-87) | Class C
Conformity Testing Labs Pvt. Ltd. Unit-2, A-33, Mayapuri Industrial Area Phase 1, New Delhi, Delhi Pincode: 110064 | TL/MD/2025/000011 | 13-May-2025 | Home healthcare environment ventilators for ventilatordependent patients (ISO 80601-2-72) | Class C
Conformity Testing Labs Pvt. Ltd. Unit-2, A-33, Mayapuri Industrial Area Phase 1, New Delhi, Delhi Pincode: 110064 | TL/MD/2025/000011 | 13-May-2025 | Infusion pumps and controllers(IS 13450-Part 2/Sec 24/ IEC 60601-2-24) | Class C
Conformity Testing Labs Pvt. Ltd. Unit-2, A-33, Mayapuri Industrial Area Phase 1, New Delhi, Delhi Pincode: 110064 | TL/MD/2025/000011 | 13-May-2025 | Invasive blood pressure monitoring equipment(IS 13450-Part 2/Sec 34/ IEC 60601-2-34) | Class C
Conformity Testing Labs Pvt. Ltd. Unit-2, A-33, Mayapuri Industrial Area Phase 1, New Delhi, Delhi Pincode: 110064 | TL/MD/2025/000011 | 13-May-2025 | Low energy ionized gas haemostasis equipment(IS 13450-Part 2/Sec 76/ IEC 60601-2-76) | Class C
Conformity Testing Labs Pvt. Ltd. Unit-2, A-33, Mayapuri Industrial Area Phase 1, New Delhi, Delhi Pincode: 110064 | TL/MD/2025/000011 | 13-May-2025 | Magnetic resonance equipment for medical diagnosis(IS 13450-Part 2/Sec 33 /IEC 60601-2-33) | Class C
Conformity Testing Labs Pvt. Ltd. Unit-2, A-33, Mayapuri Industrial Area Phase 1, New Delhi, Delhi Pincode: 110064 | TL/MD/2025/000011 | 13-May-2025 | Medical electrical equipment and medical electrical systems -Electromagnetic disturbances- Requirements and tests (IS 13450- Part 1/Sec 2/IEC 6060-1-2) | Class C
Conformity Testing Labs Pvt. Ltd. Unit-2, A-33, Mayapuri Industrial Area Phase 1, New Delhi, Delhi Pincode: 110064 | TL/MD/2025/000011 | 13-May-2025 | Medical electrical equipment and medical electrical systems -General Requirements for Basic Safety and Essential Performance ( IS 13450 - Part 1/IEC 60601-1) | Class C
Conformity Testing Labs Pvt. Ltd. Unit-2, A-33, Mayapuri Industrial Area Phase 1, New Delhi, Delhi Pincode: 110064 | TL/MD/2025/000011 | 13-May-2025 | Medical Electrical Equipment and Medical Electrical Systems Intended for Use in the Emergency Medical Services Environment(IS 13450- Part 1/Sec 12/IEC 60601-1-12) | Class C
Conformity Testing Labs Pvt. Ltd. Unit-2, A-33, Mayapuri Industrial Area Phase 1, New Delhi, Delhi Pincode: 110064 | TL/MD/2025/000011 | 13-May-2025 | Medical electrical equipment and medical electrical systems -Usability(IS 13450- Part 1/Sec 6/IEC 60601-1- 6) | Class C
Conformity Testing Labs Pvt. Ltd. Unit-2, A-33, Mayapuri Industrial Area Phase 1, New Delhi, Delhi Pincode: 110064 | TL/MD/2025/000011 | 13-May-2025 | Medical electrical equipment and medical electrical systems used in the home healthcare environment(IS 13450- Part 1/Sec 11/IEC 60601-1-11) | Class C
Conformity Testing Labs Pvt. Ltd. Unit-2, A-33, Mayapuri Industrial Area Phase 1, New Delhi, Delhi Pincode: 110064 | TL/MD/2025/000011 | 13-May-2025 | Medical robots for rehabilitation, assessment, compensation or alleviation(IEC 80601-2-78) | Class C
Conformity Testing Labs Pvt. Ltd. Unit-2, A-33, Mayapuri Industrial Area Phase 1, New Delhi, Delhi Pincode: 110064 | TL/MD/2025/000011 | 13-May-2025 | Microwave therapy equipment(IS 13450-Part 2/Sec 6) | Class C
Conformity Testing Labs Pvt. Ltd. Unit-2, A-33, Mayapuri Industrial Area Phase 1, New Delhi, Delhi Pincode: 110064 | TL/MD/2025/000011 | 13-May-2025 | Multifunction patient monitors (IEC 80601-2-49) | Class C
Conformity Testing Labs Pvt. Ltd. Unit-2, A-33, Mayapuri Industrial Area Phase 1, New Delhi, Delhi Pincode: 110064 | TL/MD/2025/000011 | 13-May-2025 | Nebulizer(ISO 27427) | Class C
Conformity Testing Labs Pvt. Ltd. Unit-2, A-33, Mayapuri Industrial Area Phase 1, New Delhi, Delhi Pincode: 110064 | TL/MD/2025/000011 | 13-May-2025 | Neurophysiologic monitoring system( IS 13450-1/IEC 60601-1 /IEC 60601-1-2) | Class C
Conformity Testing Labs Pvt. Ltd. Unit-2, A-33, Mayapuri Industrial Area Phase 1, New Delhi, Delhi Pincode: 110064 | TL/MD/2025/000011 | 13-May-2025 | Ophthalmic Instrument- Eye Refractometers(S-ISO 10342) | Class C
Conformity Testing Labs Pvt. Ltd. Unit-2, A-33, Mayapuri Industrial Area Phase 1, New Delhi, Delhi Pincode: 110064 | TL/MD/2025/000011 | 13-May-2025 | Ophthalmic Instrument (ISO 15004-1) | Class C
Conformity Testing Labs Pvt. Ltd. Unit-2, A-33, Mayapuri Industrial Area Phase 1, New Delhi, Delhi Pincode: 110064 | TL/MD/2025/000011 | 13-May-2025 | Ophthalmic Instrument - Perimeters (IS 18291) | Class C
Conformity Testing Labs Pvt. Ltd. Unit-2, A-33, Mayapuri Industrial Area Phase 1, New Delhi, Delhi Pincode: 110064 | TL/MD/2025/000011 | 13-May-2025 | Ophthalmic Instrument- Tonometer(IS/ISO 8612) | Class C
Conformity Testing Labs Pvt. Ltd. Unit-2, A-33, Mayapuri Industrial Area Phase 1, New Delhi, Delhi Pincode: 110064 | TL/MD/2025/000011 | 13-May-2025 | Particular requirements for basic safety and essential performance of respiratory humidifying equipment(ISO 80601-2-74) | Class C
Conformity Testing Labs Pvt. Ltd. Unit-2, A-33, Mayapuri Industrial Area Phase 1, New Delhi, Delhi Pincode: 110064 | TL/MD/2025/000011 | 13-May-2025 | Peritoneal dialysis equipment(IS 13450-Part 2/Sec 39 /IEC 60601-2-39) | Class C
Conformity Testing Labs Pvt. Ltd. Unit-2, A-33, Mayapuri Industrial Area Phase 1, New Delhi, Delhi Pincode: 110064 | TL/MD/2025/000011 | 13-May-2025 | Physiologic closed-loop controllers(IS 13450- Part 1/Sec 10/IEC 60601-1-10) | Class C
Conformity Testing Labs Pvt. Ltd. Unit-2, A-33, Mayapuri Industrial Area Phase 1, New Delhi, Delhi Pincode: 110064 | TL/MD/2025/000011 | 13-May-2025 | Radiation Protection in Diagnostic X-ray Equipment (IS 13450- Part 1/Sec 3/IEC 60601-1-3) | Class C
Conformity Testing Labs Pvt. Ltd. Unit-2, A-33, Mayapuri Industrial Area Phase 1, New Delhi, Delhi Pincode: 110064 | TL/MD/2025/000011 | 13-May-2025 | Radiotherapy Simulators(IS 13450-Part 2/Sec 29/IEC 60601-2-29) | Class C
Conformity Testing Labs Pvt. Ltd. Unit-2, A-33, Mayapuri Industrial Area Phase 1, New Delhi, Delhi Pincode: 110064 | TL/MD/2025/000011 | 13-May-2025 | Requirements for environmen-tally conscious design(IEC 60601-1-9) | Class C
Conformity Testing Labs Pvt. Ltd. Unit-2, A-33, Mayapuri Industrial Area Phase 1, New Delhi, Delhi Pincode: 110064 | TL/MD/2025/000011 | 13-May-2025 | Respiratory high-flow therapy equipment (ISO 80601-2- 90) | Class C
Conformity Testing Labs Pvt. Ltd. Unit-2, A-33, Mayapuri Industrial Area Phase 1, New Delhi, Delhi Pincode: 110064 | TL/MD/2025/000011 | 13-May-2025 | Robotically assisted surgical equipment(IEC 80601-2- 77) | Class C
Conformity Testing Labs Pvt. Ltd. Unit-2, A-33, Mayapuri Industrial Area Phase 1, New Delhi, Delhi Pincode: 110064 | TL/MD/2025/000011 | 13-May-2025 | Short wave therapy equipment(IS 13450-Part 2/Sec 3/IEC 60601-2-3) | Class C
Conformity Testing Labs Pvt. Ltd. Unit-2, A-33, Mayapuri Industrial Area Phase 1, New Delhi, Delhi Pincode: 110064 | TL/MD/2025/000011 | 13-May-2025 | Sleep apnoea breathing therapy equipment(IS 13450- Part 2/Sec 70/ ISO 80601-2-70) | Class C
Conformity Testing Labs Pvt. Ltd. Unit-2, A-33, Mayapuri Industrial Area Phase 1, New Delhi, Delhi Pincode: 110064 | TL/MD/2025/000011 | 13-May-2025 | Suction antichoke device( IS 13450-1/IEC 60601-1 /IEC 60601-1-2) | Class C
Conformity Testing Labs Pvt. Ltd. Unit-2, A-33, Mayapuri Industrial Area Phase 1, New Delhi, Delhi Pincode: 110064 | TL/MD/2025/000011 | 13-May-2025 | Surgical cosmetic therapeutic and diagnostic laser equipment(IS 13450-Part 2/Sec 22/ IEC 60601-2-22) | Class C
Conformity Testing Labs Pvt. Ltd. Unit-2, A-33, Mayapuri Industrial Area Phase 1, New Delhi, Delhi Pincode: 110064 | TL/MD/2025/000011 | 13-May-2025 | Tongs antichoke device( IS 13450-1/IEC 60601-1 /IEC 60601-1-2) | Class C
Conformity Testing Labs Pvt. Ltd. Unit-2, A-33, Mayapuri Industrial Area Phase 1, New Delhi, Delhi Pincode: 110064 | TL/MD/2025/000011 | 13-May-2025 | Transcutaneous partial pressure monitoring equipment(IS 13450-Part 2/Sec 23/ IEC 60601-2-23) | Class C
Conformity Testing Labs Pvt. Ltd. Unit-2, A-33, Mayapuri Industrial Area Phase 1, New Delhi, Delhi Pincode: 110064 | TL/MD/2025/000011 | 13-May-2025 | Ultrasonic physiotherapy equipment(IS 13450-Part 2/Sec 5/IEC 60601-2-5) | Class C
Conformity Testing Labs Pvt. Ltd. Unit-2, A-33, Mayapuri Industrial Area Phase 1, New Delhi, Delhi Pincode: 110064 | TL/MD/2025/000011 | 13-May-2025 | Ultraviolet (UV) radiation chamber disinfection device( IS 13450-1/IEC 60601-1 /IEC 60601-1-2) | Class C
Conformity Testing Labs Pvt. Ltd. Unit-2, A-33, Mayapuri Industrial Area Phase 1, New Delhi, Delhi Pincode: 110064 | TL/MD/2025/000011 | 13-May-2025 | Ventilatory Support Equipment for Ventilatory Impairment(IS 13450-Part 2/Sec 79/ ISO 80601-2-79) | Class C
Conformity Testing Labs Pvt. Ltd. Unit-2, A-33, Mayapuri Industrial Area Phase 1, New Delhi, Delhi Pincode: 110064 | TL/MD/2025/000011 | 13-May-2025 | Ventilatory Support Equipment for Ventilatory Impairment(IS 13450-Part 2/Sec 84/ ISO 80601-2-84) | Class C
Conformity Testing Labs Pvt. Ltd. Unit-2, A-33, Mayapuri Industrial Area Phase 1, New Delhi, Delhi Pincode: 110064 | TL/MD/2025/000011 | 13-May-2025 | Ventilatory Support Equipment For Ventilatory nsufficiency(IS 13450-Part 2/Sec 80/ ISO 80601-2-80) | Class C
Daman Research And Testing Center Survey No. 748/1, Star Complex, Behind Bank Of India, Kalariya, Nani Daman (UT), Daman, Daman And Diu Pincode: 396210 | TL/MD/2024/000020 | 25-Sep-2024 | Aluminum Seal Sterile (Sterility Re-Eto) as per IP Vol.I 2.2.11/ISO 10993-7 | Class B
Daman Research And Testing Center Survey No. 748/1, Star Complex, Behind Bank Of India, Kalariya, Nani Daman (UT), Daman, Daman And Diu Pincode: 396210 | TL/MD/2024/000020 | 25-Sep-2024 | Baby Drape (SO-10201) (Sterility Re-Eto) as per IP Vol.I 2.2.11/ISO 10993-7 | Class B
Daman Research And Testing Center Survey No. 748/1, Star Complex, Behind Bank Of India, Kalariya, Nani Daman (UT), Daman, Daman And Diu Pincode: 396210 | TL/MD/2024/000020 | 25-Sep-2024 | Back Table Cover With Absobant (Sterility Re-Eto) as per IP Vol.I 2.2.11/ISO 10993-7 | Class B
Daman Research And Testing Center Survey No. 748/1, Star Complex, Behind Bank Of India, Kalariya, Nani Daman (UT), Daman, Daman And Diu Pincode: 396210 | TL/MD/2024/000020 | 25-Sep-2024 | Biological Spore Strip (Sterility Re-Eto) as per IP Vol.I 2.2.11/ISO 10993-7 | Class B
Daman Research And Testing Center Survey No. 748/1, Star Complex, Behind Bank Of India, Kalariya, Nani Daman (UT), Daman, Daman And Diu Pincode: 396210 | TL/MD/2024/000020 | 25-Sep-2024 | Blood Administration Set (Sterility Re-Eto) as per IP Vol.I 2.2.11/ISO 10993-7 | Class B
Daman Research And Testing Center Survey No. 748/1, Star Complex, Behind Bank Of India, Kalariya, Nani Daman (UT), Daman, Daman And Diu Pincode: 396210 | TL/MD/2024/000020 | 25-Sep-2024 | Breathing Circult Cannula (Sterility Re-Eto) as per IP Vol.I 2.2.11/ISO 10993-7 | Class B
Daman Research And Testing Center Survey No. 748/1, Star Complex, Behind Bank Of India, Kalariya, Nani Daman (UT), Daman, Daman And Diu Pincode: 396210 | TL/MD/2024/000020 | 25-Sep-2024 | Cement Restrictor (Sterility Re-Eto) as per IP Vol.I 2.2.11/ISO 10993-7 | Class B
Daman Research And Testing Center Survey No. 748/1, Star Complex, Behind Bank Of India, Kalariya, Nani Daman (UT), Daman, Daman And Diu Pincode: 396210 | TL/MD/2024/000020 | 25-Sep-2024 | Drapes (Sterility Re-Eto) as per IP Vol.I 2.2.11/ISO 10993-7 | Class B
Daman Research And Testing Center Survey No. 748/1, Star Complex, Behind Bank Of India, Kalariya, Nani Daman (UT), Daman, Daman And Diu Pincode: 396210 | TL/MD/2024/000020 | 25-Sep-2024 | Femoral Cement Restrictor (Sterility Re-Eto) as per IP Vol.I 2.2.11/ISO 10993-7 | Class B
Daman Research And Testing Center Survey No. 748/1, Star Complex, Behind Bank Of India, Kalariya, Nani Daman (UT), Daman, Daman And Diu Pincode: 396210 | TL/MD/2024/000020 | 25-Sep-2024 | Gloves (Sterility Re-Eto) as per IP Vol.I 2.2.11/ISO 10993-7 | Class B
Daman Research And Testing Center Survey No. 748/1, Star Complex, Behind Bank Of India, Kalariya, Nani Daman (UT), Daman, Daman And Diu Pincode: 396210 | TL/MD/2024/000020 | 25-Sep-2024 | Heart Lung Pack (Sterility Re-Eto) as per IP Vol.I 2.21.1/ISO 10993-7 | Class B
Daman Research And Testing Center Survey No. 748/1, Star Complex, Behind Bank Of India, Kalariya, Nani Daman (UT), Daman, Daman And Diu Pincode: 396210 | TL/MD/2024/000020 | 25-Sep-2024 | Infusion Set (Sterility Re-Eto) as per IP Vol.I 2.2.11/ISO 10993-7 | Class B
Daman Research And Testing Center Survey No. 748/1, Star Complex, Behind Bank Of India, Kalariya, Nani Daman (UT), Daman, Daman And Diu Pincode: 396210 | TL/MD/2024/000020 | 25-Sep-2024 | Mask (Sterility Re-Eto) as per IP Vol.I 2.2.11/ISO 10993-7 | Class B
Daman Research And Testing Center Survey No. 748/1, Star Complex, Behind Bank Of India, Kalariya, Nani Daman (UT), Daman, Daman And Diu Pincode: 396210 | TL/MD/2024/000020 | 25-Sep-2024 | Modular Cup (Sterility Re-Eto) as per IP Vol.I 2.2.11/ISO 10993-7 | Class B
Daman Research And Testing Center Survey No. 748/1, Star Complex, Behind Bank Of India, Kalariya, Nani Daman (UT), Daman, Daman And Diu Pincode: 396210 | TL/MD/2024/000020 | 25-Sep-2024 | Modular Steam (Sterility Re-Eto) as per IP Vol.I 2.2.11/ISO 10993-7 | Class B
Daman Research And Testing Center Survey No. 748/1, Star Complex, Behind Bank Of India, Kalariya, Nani Daman (UT), Daman, Daman And Diu Pincode: 396210 | TL/MD/2024/000020 | 25-Sep-2024 | Scalp Vein Set Sclero (Sterility Re-Eto) as per IP Vol.I 2.2.11/ISO 10993-7 | Class B
Daman Research And Testing Center Survey No. 748/1, Star Complex, Behind Bank Of India, Kalariya, Nani Daman (UT), Daman, Daman And Diu Pincode: 396210 | TL/MD/2024/000020 | 25-Sep-2024 | Screw (Sterility Re-Eto) as per IP Vol.I 2.2.11/ISO 10993-7 | Class B
Daman Research And Testing Center Survey No. 748/1, Star Complex, Behind Bank Of India, Kalariya, Nani Daman (UT), Daman, Daman And Diu Pincode: 396210 | TL/MD/2024/000020 | 25-Sep-2024 | Sterile Lancet (Sterility Re-Eto) as per IP Vol.I 2.2.11/ISO 10993-7 | Class B
Daman Research And Testing Center Survey No. 748/1, Star Complex, Behind Bank Of India, Kalariya, Nani Daman (UT), Daman, Daman And Diu Pincode: 396210 | TL/MD/2024/000020 | 25-Sep-2024 | Surgical Stays (Sterility Re-Eto) as per IP Vol.I 2.2.11/ISO 10993-7 | Class B
Daman Research And Testing Center Survey No. 748/1, Star Complex, Behind Bank Of India, Kalariya, Nani Daman (UT), Daman, Daman And Diu Pincode: 396210 | TL/MD/2024/000020 | 25-Sep-2024 | Un Cemented Cup-Liner (Sterility Re-Eto) as per IP Vol.I 2.2.11/ISO 10993-7 | Class B
Daman Research And Testing Center Survey No. 748/1, Star Complex, Behind Bank Of India, Kalariya, Nani Daman (UT), Daman, Daman And Diu Pincode: 396210 | TL/MD/2024/000020 | 25-Sep-2024 | Uncemented new design modular stem (Sterility Re-Eto) as per IP Vol.I 2.2.11/ISO 10993-7 | Class B
Daman Research And Testing Center Survey No. 748/1, Star Complex, Behind Bank Of India, Kalariya, Nani Daman (UT), Daman, Daman And Diu Pincode: 396210 | TL/MD/2024/000020 | 25-Sep-2024 | Urine Collecting Bag (Sterility Re-Eto) as per IP Vol.I 2.2.11/ISO 10993-7 | Class B
Daman Research And Testing Center Survey No. 748/1, Star Complex, Behind Bank Of India, Kalariya, Nani Daman (UT), Daman, Daman And Diu Pincode: 396210 | TL/MD/2024/000020 | 25-Sep-2024 | Vial Adapter (Sterility Re-Eto) as per IP Vol.I 2.2.11/ISO 10993-7 | Class B
Daman Research And Testing Center Survey No. 748/1, Star Complex, Behind Bank Of India, Kalariya, Nani Daman (UT), Daman, Daman And Diu Pincode: 396210 | TL/MD/2024/000020 | 25-Sep-2024 | Viral Barrier Gown (Sterility Re-Eto) as per IP Vol.I 2.2.11/ISO 10993-7 | Class B
Daman Research And Testing Center Survey No. 748/1, Star Complex, Behind Bank Of India, Kalariya, Nani Daman (UT), Daman, Daman And Diu Pincode: 396210 | TL/MD/2024/000020 | 25-Sep-2024 | Administration Set Breathing (Sterility Re-Eto) as per IP Vol.I 2.21.1/ISO 10993-7 | Class C
Daman Research And Testing Center Survey No. 748/1, Star Complex, Behind Bank Of India, Kalariya, Nani Daman (UT), Daman, Daman And Diu Pincode: 396210 | TL/MD/2024/000020 | 25-Sep-2024 | Circuit Cannula (Sterility Re-Eto) as per IP Vol.I 2.2.11/ISO 10993-7 | Class C
Daman Research And Testing Center Survey No. 748/1, Star Complex, Behind Bank Of India, Kalariya, Nani Daman (UT), Daman, Daman And Diu Pincode: 396210 | TL/MD/2024/000020 | 25-Sep-2024 | Extractor Fixed Neck (Sterility Re-Eto) as per IP Vol.I 2.2.11/ISO 10993-7 | Class C
Daman Research And Testing Center Survey No. 748/1, Star Complex, Behind Bank Of India, Kalariya, Nani Daman (UT), Daman, Daman And Diu Pincode: 396210 | TL/MD/2024/000020 | 25-Sep-2024 | Femoral Head (Sterility Re-Eto) as per IP Vol.I 2.2.11/ISO 10993-7 | Class C
Daman Research And Testing Center Survey No. 748/1, Star Complex, Behind Bank Of India, Kalariya, Nani Daman (UT), Daman, Daman And Diu Pincode: 396210 | TL/MD/2024/000020 | 25-Sep-2024 | Fixed Neck Bipolar (Sterility Re-Eto) as per IP Vol.I 2.2.11/ISO 10993-7 | Class C
Daman Research And Testing Center Survey No. 748/1, Star Complex, Behind Bank Of India, Kalariya, Nani Daman (UT), Daman, Daman And Diu Pincode: 396210 | TL/MD/2024/000020 | 25-Sep-2024 | Guide Wire (Sterility Re-Eto) as per IP Vol.I 2.2.11/ISO 10993-7 | Class C
Daman Research And Testing Center Survey No. 748/1, Star Complex, Behind Bank Of India, Kalariya, Nani Daman (UT), Daman, Daman And Diu Pincode: 396210 | TL/MD/2024/000020 | 25-Sep-2024 | I.L.Bolt (Sterility Re-Eto) as per IP Vol.I 2.2.11/ISO 10993-7 | Class C
Daman Research And Testing Center Survey No. 748/1, Star Complex, Behind Bank Of India, Kalariya, Nani Daman (UT), Daman, Daman And Diu Pincode: 396210 | TL/MD/2024/000020 | 25-Sep-2024 | Multipurpose Suture Passer/Grasper (Sterility Re-Eto) as per IP Vol.I 2.2.11/ISO 10993-7 | Class C
Daman Research And Testing Center Survey No. 748/1, Star Complex, Behind Bank Of India, Kalariya, Nani Daman (UT), Daman, Daman And Diu Pincode: 396210 | TL/MD/2024/000020 | 25-Sep-2024 | Needle Tracheostomy Tube (Sterility Re-Eto) as per IP Vol.I 2.2.11/ISO 10993-7 | Class C
Daman Research And Testing Center Survey No. 748/1, Star Complex, Behind Bank Of India, Kalariya, Nani Daman (UT), Daman, Daman And Diu Pincode: 396210 | TL/MD/2024/000020 | 25-Sep-2024 | PTCA Balloon Catheter (Sterility Re-Eto) as per IP Vol.I 2.2.11/ISO 10993-7 | Class C
Daman Research And Testing Center Survey No. 748/1, Star Complex, Behind Bank Of India, Kalariya, Nani Daman (UT), Daman, Daman And Diu Pincode: 396210 | TL/MD/2024/000020 | 25-Sep-2024 | PTCA Dilatation Balloon Catheter (Sterility Re-Eto) as per IP Vol.I 2.2.11/ISO 10993-7 | Class C
Daman Research And Testing Center Survey No. 748/1, Star Complex, Behind Bank Of India, Kalariya, Nani Daman (UT), Daman, Daman And Diu Pincode: 396210 | TL/MD/2024/000020 | 25-Sep-2024 | Shoulder Head (Sterility Re-Eto) as per IP Vol.I 2.2.11/ISO 10993-7 | Class C
Daman Research And Testing Center Survey No. 748/1, Star Complex, Behind Bank Of India, Kalariya, Nani Daman (UT), Daman, Daman And Diu Pincode: 396210 | TL/MD/2024/000020 | 25-Sep-2024 | Stem Prefilled Syringe (Sterility Re-Eto) as per IP Vol.I 2.2.11/ISO 10993-7 | Class C
Daman Research And Testing Center Survey No. 748/1, Star Complex, Behind Bank Of India, Kalariya, Nani Daman (UT), Daman, Daman And Diu Pincode: 396210 | TL/MD/2024/000020 | 25-Sep-2024 | Stone Retrieval Balloon (Sterility Re-Eto) as per IP Vol.I 2.2.11/ISO 10993-7 | Class C
Daman Research And Testing Center Survey No. 748/1, Star Complex, Behind Bank Of India, Kalariya, Nani Daman (UT), Daman, Daman And Diu Pincode: 396210 | TL/MD/2024/000020 | 25-Sep-2024 | Therapy Needle (Sterility Re-Eto) as per IP Vol.I 2.2.11/ISO 10993-7 | Class C
Daman Research And Testing Center Survey No. 748/1, Star Complex, Behind Bank Of India, Kalariya, Nani Daman (UT), Daman, Daman And Diu Pincode: 396210 | TL/MD/2024/000020 | 25-Sep-2024 | T-PEA Lifter With Long Needle (Sterility Re-Eto) as per IP Vol.I 2.2.11/ISO 10993-7 | Class C
Daman Research And Testing Center Survey No. 748/1, Star Complex, Behind Bank Of India, Kalariya, Nani Daman (UT), Daman, Daman And Diu Pincode: 396210 | TL/MD/2024/000020 | 25-Sep-2024 | T-Pea Lifter With STD Needle (Sterility Re-Eto) as per IP Vol.I 2.2.11/ISO 10993-7 | Class C
Daman Research And Testing Center Survey No. 748/1, Star Complex, Behind Bank Of India, Kalariya, Nani Daman (UT), Daman, Daman And Diu Pincode: 396210 | TL/MD/2024/000020 | 25-Sep-2024 | Urethral Catheter (Sterility Re-Eto) as per IP Vol.I 2.2.11/ISO 10993-7 | Class C
Daman Research And Testing Center Survey No. 748/1, Star Complex, Behind Bank Of India, Kalariya, Nani Daman (UT), Daman, Daman And Diu Pincode: 396210 | TL/MD/2024/000020 | 25-Sep-2024 | Veress Needle (Sterility Re-Eto) as per IP Vol.I 2.2.11/ISO 10993-7 | Class C
Daman Research And Testing Center Survey No. 748/1, Star Complex, Behind Bank Of India, Kalariya, Nani Daman (UT), Daman, Daman And Diu Pincode: 396210 | TL/MD/2024/000020 | 25-Sep-2024 | Biliary Stent Blood (Sterility Re-Eto) as per IP Vol.I 2.2.11/ISO 10993-7 | Class D
Daman Research And Testing Center Survey No. 748/1, Star Complex, Behind Bank Of India, Kalariya, Nani Daman (UT), Daman, Daman And Diu Pincode: 396210 | TL/MD/2024/000020 | 25-Sep-2024 | Billary Stent (Sterility Re-Eto) as per IP Vol.I 2.2.11/ISO 10993-7 | Class D
Daman Research And Testing Center Survey No. 748/1, Star Complex, Behind Bank Of India, Kalariya, Nani Daman (UT), Daman, Daman And Diu Pincode: 396210 | TL/MD/2024/000020 | 25-Sep-2024 | Coronary Stent /Stent System (Sterility Re-Eto) as per IP Vol.I 2.2.11/ISO 10993-7 | Class D
Daman Research And Testing Center Survey No. 748/1, Star Complex, Behind Bank Of India, Kalariya, Nani Daman (UT), Daman, Daman And Diu Pincode: 396210 | TL/MD/2024/000020 | 25-Sep-2024 | Dental Implant (Sterility Re-Eto) as per IP Vol.I 2.2.11/ISO 10993-7 | Class D
Daman Research And Testing Center Survey No. 748/1, Star Complex, Behind Bank Of India, Kalariya, Nani Daman (UT), Daman, Daman And Diu Pincode: 396210 | TL/MD/2024/000020 | 25-Sep-2024 | Drug Eluting Coronary (Sterility, Re-Eto, Bioburden) as per IP Vol.I 2.2.11/ISO 10993-7 | Class D
Delhi Test House A-62/3, G.T. Karnal Road, Industrial Area, Opp. Hans Cinema, Azadpur, Delhi ,North Delhi Delhi -110033, Delhi, India, North Delhi, Delhi Pincode: 110033 | TL/MD/2024/000003 | 15-Feb-2024 | Catheters as per IS 11497,IP | Class A
Delhi Test House A-62/3, G.T. Karnal Road, Industrial Area, Opp. Hans Cinema, Azadpur, Delhi ,North Delhi Delhi -110033, Delhi, India, North Delhi, Delhi Pincode: 110033 | TL/MD/2024/000003 | 15-Feb-2024 | Perfusion Set as per IS 9824,IP (Except Integrity,Flow Kate of Blood,Air filtre) | Class A
Delhi Test House A-62/3, G.T. Karnal Road, Industrial Area, Opp. Hans Cinema, Azadpur, Delhi ,North Delhi Delhi -110033, Delhi, India, North Delhi, Delhi Pincode: 110033 | TL/MD/2024/000003 | 15-Feb-2024 | Skin Ligatures, Sutures and Staplers (Sterility) as per IP,USP | Class A
Delhi Test House A-62/3, G.T. Karnal Road, Industrial Area, Opp. Hans Cinema, Azadpur, Delhi ,North Delhi Delhi -110033, Delhi, India, North Delhi, Delhi Pincode: 110033 | TL/MD/2024/000003 | 15-Feb-2024 | Surgicals - Dressing Scissors, Surgical Dressing, Stitch (Sterility) as per IP | Class A
Delhi Test House A-62/3, G.T. Karnal Road, Industrial Area, Opp. Hans Cinema, Azadpur, Delhi ,North Delhi Delhi -110033, Delhi, India, North Delhi, Delhi Pincode: 110033 | TL/MD/2024/000003 | 15-Feb-2024 | Tubal Ring (Sterility, BET) as per IS 13009,IP | Class A
Delhi Test House A-62/3, G.T. Karnal Road, Industrial Area, Opp. Hans Cinema, Azadpur, Delhi ,North Delhi Delhi -110033, Delhi, India, North Delhi, Delhi Pincode: 110033 | TL/MD/2024/000003 | 15-Feb-2024 | Catheters as per IS 11497,IP | Class B
Delhi Test House A-62/3, G.T. Karnal Road, Industrial Area, Opp. Hans Cinema, Azadpur, Delhi ,North Delhi Delhi -110033, Delhi, India, North Delhi, Delhi Pincode: 110033 | TL/MD/2024/000003 | 15-Feb-2024 | Disposable Hypodermic Needles as per IS 10654,IP (Except Lubricants and Bond between Hub and needle tube,Patency of Lumen) | Class B
Delhi Test House A-62/3, G.T. Karnal Road, Industrial Area, Opp. Hans Cinema, Azadpur, Delhi ,North Delhi Delhi -110033, Delhi, India, North Delhi, Delhi Pincode: 110033 | TL/MD/2024/000003 | 15-Feb-2024 | Disposable Syringe as per 10258,IP (Except Lubricant,Fiducial Line and Nozzle) | Class B
Delhi Test House A-62/3, G.T. Karnal Road, Industrial Area, Opp. Hans Cinema, Azadpur, Delhi ,North Delhi Delhi -110033, Delhi, India, North Delhi, Delhi Pincode: 110033 | TL/MD/2024/000003 | 15-Feb-2024 | Perfusion Set as per IS 9824,IP (Except Integrity,Flow Kate of Blood,Air filtre) | Class B
Delhi Test House A-62/3, G.T. Karnal Road, Industrial Area, Opp. Hans Cinema, Azadpur, Delhi ,North Delhi Delhi -110033, Delhi, India, North Delhi, Delhi Pincode: 110033 | TL/MD/2024/000003 | 15-Feb-2024 | Scalp Vein Set (Sterility, BET) as per IS 16097,IP | Class B
Delhi Test House A-62/3, G.T. Karnal Road, Industrial Area, Opp. Hans Cinema, Azadpur, Delhi ,North Delhi Delhi -110033, Delhi, India, North Delhi, Delhi Pincode: 110033 | TL/MD/2024/000003 | 15-Feb-2024 | Skin Ligatures, Sutures and Staplers (Sterility) as per IP,USP | Class B
Delhi Test House A-62/3, G.T. Karnal Road, Industrial Area, Opp. Hans Cinema, Azadpur, Delhi ,North Delhi Delhi -110033, Delhi, India, North Delhi, Delhi Pincode: 110033 | TL/MD/2024/000003 | 15-Feb-2024 | Surgicals - Dressing Scissors, Surgical Dressing, Stitch (Sterility) as per IP | Class B
Delhi Test House A-62/3, G.T. Karnal Road, Industrial Area, Opp. Hans Cinema, Azadpur, Delhi ,North Delhi Delhi -110033, Delhi, India, North Delhi, Delhi Pincode: 110033 | TL/MD/2024/000003 | 15-Feb-2024 | Tubal Ring (Sterility, BET) as per IS 13009,IP | Class B
Delhi Test House A-62/3, G.T. Karnal Road, Industrial Area, Opp. Hans Cinema, Azadpur, Delhi ,North Delhi Delhi -110033, Delhi, India, North Delhi, Delhi Pincode: 110033 | TL/MD/2024/000003 | 15-Feb-2024 | Catheters as per IS 11497,IP | Class C
Delhi Test House A-62/3, G.T. Karnal Road, Industrial Area, Opp. Hans Cinema, Azadpur, Delhi ,North Delhi Delhi -110033, Delhi, India, North Delhi, Delhi Pincode: 110033 | TL/MD/2024/000003 | 15-Feb-2024 | Disposable Syringe as per 10258,IP (Except Lubricant,Fiducial Line and Nozzle) | Class C
Delhi Test House A-62/3, G.T. Karnal Road, Industrial Area, Opp. Hans Cinema, Azadpur, Delhi ,North Delhi Delhi -110033, Delhi, India, North Delhi, Delhi Pincode: 110033 | TL/MD/2024/000003 | 15-Feb-2024 | Perfusion Set as per IS 9824,IP (Except Integrity,Flow Kate of Blood,Air filtre) | Class C
Delhi Test House A-62/3, G.T. Karnal Road, Industrial Area, Opp. Hans Cinema, Azadpur, Delhi ,North Delhi Delhi -110033, Delhi, India, North Delhi, Delhi Pincode: 110033 | TL/MD/2024/000003 | 15-Feb-2024 | Skin Ligatures, Sutures and Staplers (Sterility) as per IP,USP | Class C
Delhi Test House A-62/3, G.T. Karnal Road, Industrial Area, Opp. Hans Cinema, Azadpur, Delhi ,North Delhi Delhi -110033, Delhi, India, North Delhi, Delhi Pincode: 110033 | TL/MD/2024/000003 | 15-Feb-2024 | Surgicals - Dressing Scissors, Surgical Dressing, Stitch (Sterility) as per IP | Class C
Delhi Test House A-62/3, G.T. Karnal Road, Industrial Area, Opp. Hans Cinema, Azadpur, Delhi ,North Delhi Delhi -110033, Delhi, India, North Delhi, Delhi Pincode: 110033 | TL/MD/2024/000003 | 15-Feb-2024 | Tubal Ring (Sterility, BET) as per IS 13009,IP | Class C
Delhi Test House A-62/3, G.T. Karnal Road, Industrial Area, Opp. Hans Cinema, Azadpur, Delhi ,North Delhi Delhi -110033, Delhi, India, North Delhi, Delhi Pincode: 110033 | TL/MD/2024/000003 | 15-Feb-2024 | Catheters as per IS 11497,IP | Class D
Delhi Test House A-62/3, G.T. Karnal Road, Industrial Area, Opp. Hans Cinema, Azadpur, Delhi ,North Delhi Delhi -110033, Delhi, India, North Delhi, Delhi Pincode: 110033 | TL/MD/2024/000003 | 15-Feb-2024 | Perfusion Set as per IS 9824,IP (Except Integrity,Flow Kate of Blood,Air filtre) | Class D
Delhi Test House A-62/3, G.T. Karnal Road, Industrial Area, Opp. Hans Cinema, Azadpur, Delhi ,North Delhi Delhi -110033, Delhi, India, North Delhi, Delhi Pincode: 110033 | TL/MD/2024/000003 | 15-Feb-2024 | Skin Ligatures, Sutures and Staplers (Sterility) as per IP,USP | Class D
Delhi Test House A-62/3, G.T. Karnal Road, Industrial Area, Opp. Hans Cinema, Azadpur, Delhi ,North Delhi Delhi -110033, Delhi, India, North Delhi, Delhi Pincode: 110033 | TL/MD/2024/000003 | 15-Feb-2024 | Surgicals - Dressing Scissors, Surgical Dressing, Stitch (Sterility) as per IP | Class D
Devansh Testing & Research Laboratory Pvt. Ltd. 94, Shiv Ganga Industrial Estate, Lakeshari, Bhagwanpur, Roorkee, Haridwar, Uttarakhand Pincode: 247661 | TL/MD/2020/000003 | 09-Apr-2020 | Catheters | Class A
Devansh Testing & Research Laboratory Pvt. Ltd. 94, Shiv Ganga Industrial Estate, Lakeshari, Bhagwanpur, Roorkee, Haridwar, Uttarakhand Pincode: 247661 | TL/MD/2020/000003 | 09-Apr-2020 | Contraceptives | Class A
Devansh Testing & Research Laboratory Pvt. Ltd. 94, Shiv Ganga Industrial Estate, Lakeshari, Bhagwanpur, Roorkee, Haridwar, Uttarakhand Pincode: 247661 | TL/MD/2020/000003 | 09-Apr-2020 | Disinfectant | Class A
Devansh Testing & Research Laboratory Pvt. Ltd. 94, Shiv Ganga Industrial Estate, Lakeshari, Bhagwanpur, Roorkee, Haridwar, Uttarakhand Pincode: 247661 | TL/MD/2020/000003 | 09-Apr-2020 | Disposable Hypodermic Needles | Class A
Devansh Testing & Research Laboratory Pvt. Ltd. 94, Shiv Ganga Industrial Estate, Lakeshari, Bhagwanpur, Roorkee, Haridwar, Uttarakhand Pincode: 247661 | TL/MD/2020/000003 | 09-Apr-2020 | Disposable Hypodermic Syringes | Class A
Devansh Testing & Research Laboratory Pvt. Ltd. 94, Shiv Ganga Industrial Estate, Lakeshari, Bhagwanpur, Roorkee, Haridwar, Uttarakhand Pincode: 247661 | TL/MD/2020/000003 | 09-Apr-2020 | Disposable Perfusion Sets | Class A
Devansh Testing & Research Laboratory Pvt. Ltd. 94, Shiv Ganga Industrial Estate, Lakeshari, Bhagwanpur, Roorkee, Haridwar, Uttarakhand Pincode: 247661 | TL/MD/2020/000003 | 09-Apr-2020 | I.V. Cannulae | Class A
Devansh Testing & Research Laboratory Pvt. Ltd. 94, Shiv Ganga Industrial Estate, Lakeshari, Bhagwanpur, Roorkee, Haridwar, Uttarakhand Pincode: 247661 | TL/MD/2020/000003 | 09-Apr-2020 | Scalp Vein Set | Class A
Devansh Testing & Research Laboratory Pvt. Ltd. 94, Shiv Ganga Industrial Estate, Lakeshari, Bhagwanpur, Roorkee, Haridwar, Uttarakhand Pincode: 247661 | TL/MD/2020/000003 | 09-Apr-2020 | Surgical Dressings | Class A
Devansh Testing & Research Laboratory Pvt. Ltd. 94, Shiv Ganga Industrial Estate, Lakeshari, Bhagwanpur, Roorkee, Haridwar, Uttarakhand Pincode: 247661 | TL/MD/2020/000003 | 09-Apr-2020 | Catheters (Excluding Bio-compatibility testing) | Class B
Devansh Testing & Research Laboratory Pvt. Ltd. 94, Shiv Ganga Industrial Estate, Lakeshari, Bhagwanpur, Roorkee, Haridwar, Uttarakhand Pincode: 247661 | TL/MD/2020/000003 | 09-Apr-2020 | Contraceptives (Excluding Bio-compatibility testing) | Class B
Devansh Testing & Research Laboratory Pvt. Ltd. 94, Shiv Ganga Industrial Estate, Lakeshari, Bhagwanpur, Roorkee, Haridwar, Uttarakhand Pincode: 247661 | TL/MD/2020/000003 | 09-Apr-2020 | Disinfectant (Excluding Bio-compatibility testing) | Class B
Devansh Testing & Research Laboratory Pvt. Ltd. 94, Shiv Ganga Industrial Estate, Lakeshari, Bhagwanpur, Roorkee, Haridwar, Uttarakhand Pincode: 247661 | TL/MD/2020/000003 | 09-Apr-2020 | Disposable Hypodermic Needles (Excluding Bio-compatibility testing) | Class B
Devansh Testing & Research Laboratory Pvt. Ltd. 94, Shiv Ganga Industrial Estate, Lakeshari, Bhagwanpur, Roorkee, Haridwar, Uttarakhand Pincode: 247661 | TL/MD/2020/000003 | 09-Apr-2020 | Disposable Hypodermic Syringes (Excluding Bio-compatibility testing) | Class B
Devansh Testing & Research Laboratory Pvt. Ltd. 94, Shiv Ganga Industrial Estate, Lakeshari, Bhagwanpur, Roorkee, Haridwar, Uttarakhand Pincode: 247661 | TL/MD/2020/000003 | 09-Apr-2020 | Disposable Perfusion Sets (Excluding Bio-compatibility testing) | Class B
Devansh Testing & Research Laboratory Pvt. Ltd. 94, Shiv Ganga Industrial Estate, Lakeshari, Bhagwanpur, Roorkee, Haridwar, Uttarakhand Pincode: 247661 | TL/MD/2020/000003 | 09-Apr-2020 | I.V. Cannulae (Excluding Bio-compatibility testing) | Class B
Devansh Testing & Research Laboratory Pvt. Ltd. 94, Shiv Ganga Industrial Estate, Lakeshari, Bhagwanpur, Roorkee, Haridwar, Uttarakhand Pincode: 247661 | TL/MD/2020/000003 | 09-Apr-2020 | Scalp Vein Set (Excluding Bio-compatibility testing) | Class B
Devansh Testing & Research Laboratory Pvt. Ltd. 94, Shiv Ganga Industrial Estate, Lakeshari, Bhagwanpur, Roorkee, Haridwar, Uttarakhand Pincode: 247661 | TL/MD/2020/000003 | 09-Apr-2020 | Surgical Dressings (Excluding Bio-compatibility testing) | Class B
Devansh Testing & Research Laboratory Pvt. Ltd. 94, Shiv Ganga Industrial Estate, Lakeshari, Bhagwanpur, Roorkee, Haridwar, Uttarakhand Pincode: 247661 | TL/MD/2020/000003 | 09-Apr-2020 | Catheters (Excluding Bio-compatibility testing) | Class C
Devansh Testing & Research Laboratory Pvt. Ltd. 94, Shiv Ganga Industrial Estate, Lakeshari, Bhagwanpur, Roorkee, Haridwar, Uttarakhand Pincode: 247661 | TL/MD/2020/000003 | 09-Apr-2020 | Contraceptives (Excluding Bio-compatibility testing) | Class C
Devansh Testing & Research Laboratory Pvt. Ltd. 94, Shiv Ganga Industrial Estate, Lakeshari, Bhagwanpur, Roorkee, Haridwar, Uttarakhand Pincode: 247661 | TL/MD/2020/000003 | 09-Apr-2020 | Disinfectant (Excluding Bio-compatibility testing) | Class C
Devansh Testing & Research Laboratory Pvt. Ltd. 94, Shiv Ganga Industrial Estate, Lakeshari, Bhagwanpur, Roorkee, Haridwar, Uttarakhand Pincode: 247661 | TL/MD/2020/000003 | 09-Apr-2020 | Disposable Hypodermic Needles (Excluding Bio-compatibility testing) | Class C
Devansh Testing & Research Laboratory Pvt. Ltd. 94, Shiv Ganga Industrial Estate, Lakeshari, Bhagwanpur, Roorkee, Haridwar, Uttarakhand Pincode: 247661 | TL/MD/2020/000003 | 09-Apr-2020 | Disposable Hypodermic Syringes (Excluding Bio-compatibility testing) | Class C
Devansh Testing & Research Laboratory Pvt. Ltd. 94, Shiv Ganga Industrial Estate, Lakeshari, Bhagwanpur, Roorkee, Haridwar, Uttarakhand Pincode: 247661 | TL/MD/2020/000003 | 09-Apr-2020 | Disposable Perfusion Sets (Excluding Bio-compatibility testing) | Class C
Devansh Testing & Research Laboratory Pvt. Ltd. 94, Shiv Ganga Industrial Estate, Lakeshari, Bhagwanpur, Roorkee, Haridwar, Uttarakhand Pincode: 247661 | TL/MD/2020/000003 | 09-Apr-2020 | I.V. Cannulae (Excluding Bio-compatibility testing) | Class C
Devansh Testing & Research Laboratory Pvt. Ltd. 94, Shiv Ganga Industrial Estate, Lakeshari, Bhagwanpur, Roorkee, Haridwar, Uttarakhand Pincode: 247661 | TL/MD/2020/000003 | 09-Apr-2020 | Scalp Vein Set (Excluding Bio-compatibility testing) | Class C
Devansh Testing & Research Laboratory Pvt. Ltd. 94, Shiv Ganga Industrial Estate, Lakeshari, Bhagwanpur, Roorkee, Haridwar, Uttarakhand Pincode: 247661 | TL/MD/2020/000003 | 09-Apr-2020 | Surgical Dressings (Excluding Bio-compatibility testing) | Class C
Devansh Testing & Research Laboratory Pvt. Ltd. 94, Shiv Ganga Industrial Estate, Lakeshari, Bhagwanpur, Roorkee, Haridwar, Uttarakhand Pincode: 247661 | TL/MD/2020/000003 | 09-Apr-2020 | Catheters (Excluding Bio-compatibility testing) | Class D
Devansh Testing & Research Laboratory Pvt. Ltd. 94, Shiv Ganga Industrial Estate, Lakeshari, Bhagwanpur, Roorkee, Haridwar, Uttarakhand Pincode: 247661 | TL/MD/2020/000003 | 09-Apr-2020 | Contraceptives (Excluding Bio-compatibility testing) | Class D
Devansh Testing & Research Laboratory Pvt. Ltd. 94, Shiv Ganga Industrial Estate, Lakeshari, Bhagwanpur, Roorkee, Haridwar, Uttarakhand Pincode: 247661 | TL/MD/2020/000003 | 09-Apr-2020 | Disinfectant (Excluding Bio-compatibility testing) | Class D
Devansh Testing & Research Laboratory Pvt. Ltd. 94, Shiv Ganga Industrial Estate, Lakeshari, Bhagwanpur, Roorkee, Haridwar, Uttarakhand Pincode: 247661 | TL/MD/2020/000003 | 09-Apr-2020 | Disposable Hypodermic Needles (Excluding Bio-compatibility testing) | Class D
Devansh Testing & Research Laboratory Pvt. Ltd. 94, Shiv Ganga Industrial Estate, Lakeshari, Bhagwanpur, Roorkee, Haridwar, Uttarakhand Pincode: 247661 | TL/MD/2020/000003 | 09-Apr-2020 | Disposable Hypodermic Syringes (Excluding Bio-compatibility testing) | Class D
Devansh Testing & Research Laboratory Pvt. Ltd. 94, Shiv Ganga Industrial Estate, Lakeshari, Bhagwanpur, Roorkee, Haridwar, Uttarakhand Pincode: 247661 | TL/MD/2020/000003 | 09-Apr-2020 | Disposable Perfusion Sets (Excluding Bio-compatibility testing) | Class D
Devansh Testing & Research Laboratory Pvt. Ltd. 94, Shiv Ganga Industrial Estate, Lakeshari, Bhagwanpur, Roorkee, Haridwar, Uttarakhand Pincode: 247661 | TL/MD/2020/000003 | 09-Apr-2020 | I.V. Cannulae (Excluding Bio-compatibility testing) | Class D
Devansh Testing & Research Laboratory Pvt. Ltd. 94, Shiv Ganga Industrial Estate, Lakeshari, Bhagwanpur, Roorkee, Haridwar, Uttarakhand Pincode: 247661 | TL/MD/2020/000003 | 09-Apr-2020 | Scalp Vein Set (Excluding Bio-compatibility testing) | Class D
Devansh Testing & Research Laboratory Pvt. Ltd. 94, Shiv Ganga Industrial Estate, Lakeshari, Bhagwanpur, Roorkee, Haridwar, Uttarakhand Pincode: 247661 | TL/MD/2020/000003 | 09-Apr-2020 | Surgical Dressings (Excluding Bio-compatibility testing) | Class D
Devansh Testing & Research Laboratory Pvt. Ltd. 94, Shiv Ganga Industrial Estate, Lakeshari, Bhagwanpur, Roorkee, Haridwar, Uttarakhand Pincode: 247661 | TL/MD/2020/000003 | 05-Mar-2025 | Catheters | Class A
Devansh Testing & Research Laboratory Pvt. Ltd. 94, Shiv Ganga Industrial Estate, Lakeshari, Bhagwanpur, Roorkee, Haridwar, Uttarakhand Pincode: 247661 | TL/MD/2020/000003 | 05-Mar-2025 | Contraceptives | Class A
Devansh Testing & Research Laboratory Pvt. Ltd. 94, Shiv Ganga Industrial Estate, Lakeshari, Bhagwanpur, Roorkee, Haridwar, Uttarakhand Pincode: 247661 | TL/MD/2020/000003 | 05-Mar-2025 | Disinfectant | Class A
Devansh Testing & Research Laboratory Pvt. Ltd. 94, Shiv Ganga Industrial Estate, Lakeshari, Bhagwanpur, Roorkee, Haridwar, Uttarakhand Pincode: 247661 | TL/MD/2020/000003 | 05-Mar-2025 | Disposable Hypodermic Needles | Class A
Devansh Testing & Research Laboratory Pvt. Ltd. 94, Shiv Ganga Industrial Estate, Lakeshari, Bhagwanpur, Roorkee, Haridwar, Uttarakhand Pincode: 247661 | TL/MD/2020/000003 | 05-Mar-2025 | Disposable Hypodermic Syringes | Class A
Devansh Testing & Research Laboratory Pvt. Ltd. 94, Shiv Ganga Industrial Estate, Lakeshari, Bhagwanpur, Roorkee, Haridwar, Uttarakhand Pincode: 247661 | TL/MD/2020/000003 | 05-Mar-2025 | Disposable Perfusion Sets | Class A
Devansh Testing & Research Laboratory Pvt. Ltd. 94, Shiv Ganga Industrial Estate, Lakeshari, Bhagwanpur, Roorkee, Haridwar, Uttarakhand Pincode: 247661 | TL/MD/2020/000003 | 05-Mar-2025 | I.V. Cannulae | Class A
Devansh Testing & Research Laboratory Pvt. Ltd. 94, Shiv Ganga Industrial Estate, Lakeshari, Bhagwanpur, Roorkee, Haridwar, Uttarakhand Pincode: 247661 | TL/MD/2020/000003 | 05-Mar-2025 | Scalp Vein Set | Class A
Devansh Testing & Research Laboratory Pvt. Ltd. 94, Shiv Ganga Industrial Estate, Lakeshari, Bhagwanpur, Roorkee, Haridwar, Uttarakhand Pincode: 247661 | TL/MD/2020/000003 | 05-Mar-2025 | Surgical Dressings | Class A
Devansh Testing & Research Laboratory Pvt. Ltd. 94, Shiv Ganga Industrial Estate, Lakeshari, Bhagwanpur, Roorkee, Haridwar, Uttarakhand Pincode: 247661 | TL/MD/2020/000003 | 05-Mar-2025 | Catheters (Excluding Bio-compatibility testing) | Class B
Devansh Testing & Research Laboratory Pvt. Ltd. 94, Shiv Ganga Industrial Estate, Lakeshari, Bhagwanpur, Roorkee, Haridwar, Uttarakhand Pincode: 247661 | TL/MD/2020/000003 | 05-Mar-2025 | Contraceptives (Excluding Bio-compatibility testing) | Class B
Devansh Testing & Research Laboratory Pvt. Ltd. 94, Shiv Ganga Industrial Estate, Lakeshari, Bhagwanpur, Roorkee, Haridwar, Uttarakhand Pincode: 247661 | TL/MD/2020/000003 | 05-Mar-2025 | Disinfectant (Excluding Bio-compatibility testing) | Class B
Devansh Testing & Research Laboratory Pvt. Ltd. 94, Shiv Ganga Industrial Estate, Lakeshari, Bhagwanpur, Roorkee, Haridwar, Uttarakhand Pincode: 247661 | TL/MD/2020/000003 | 05-Mar-2025 | Disposable Hypodermic Needles (Excluding Bio-compatibility testing) | Class B
Devansh Testing & Research Laboratory Pvt. Ltd. 94, Shiv Ganga Industrial Estate, Lakeshari, Bhagwanpur, Roorkee, Haridwar, Uttarakhand Pincode: 247661 | TL/MD/2020/000003 | 05-Mar-2025 | Disposable Hypodermic Syringes (Excluding Bio-compatibility testing) | Class B
Devansh Testing & Research Laboratory Pvt. Ltd. 94, Shiv Ganga Industrial Estate, Lakeshari, Bhagwanpur, Roorkee, Haridwar, Uttarakhand Pincode: 247661 | TL/MD/2020/000003 | 05-Mar-2025 | Disposable Perfusion Sets (Excluding Bio-compatibility testing) | Class B
Devansh Testing & Research Laboratory Pvt. Ltd. 94, Shiv Ganga Industrial Estate, Lakeshari, Bhagwanpur, Roorkee, Haridwar, Uttarakhand Pincode: 247661 | TL/MD/2020/000003 | 05-Mar-2025 | I.V. Cannulae (Excluding Bio-compatibility testing) | Class B
Devansh Testing & Research Laboratory Pvt. Ltd. 94, Shiv Ganga Industrial Estate, Lakeshari, Bhagwanpur, Roorkee, Haridwar, Uttarakhand Pincode: 247661 | TL/MD/2020/000003 | 05-Mar-2025 | Scalp Vein Set (Excluding Bio-compatibility testing) | Class B
Devansh Testing & Research Laboratory Pvt. Ltd. 94, Shiv Ganga Industrial Estate, Lakeshari, Bhagwanpur, Roorkee, Haridwar, Uttarakhand Pincode: 247661 | TL/MD/2020/000003 | 05-Mar-2025 | Surgical Dressings (Excluding Bio-compatibility testing) | Class B
Devansh Testing & Research Laboratory Pvt. Ltd. 94, Shiv Ganga Industrial Estate, Lakeshari, Bhagwanpur, Roorkee, Haridwar, Uttarakhand Pincode: 247661 | TL/MD/2020/000003 | 05-Mar-2025 | Catheters (Excluding Bio-compatibility testing) | Class C
Devansh Testing & Research Laboratory Pvt. Ltd. 94, Shiv Ganga Industrial Estate, Lakeshari, Bhagwanpur, Roorkee, Haridwar, Uttarakhand Pincode: 247661 | TL/MD/2020/000003 | 05-Mar-2025 | Contraceptives (Excluding Bio-compatibility testing) | Class C
Devansh Testing & Research Laboratory Pvt. Ltd. 94, Shiv Ganga Industrial Estate, Lakeshari, Bhagwanpur, Roorkee, Haridwar, Uttarakhand Pincode: 247661 | TL/MD/2020/000003 | 05-Mar-2025 | Disinfectant (Excluding Bio-compatibility testing) | Class C
Devansh Testing & Research Laboratory Pvt. Ltd. 94, Shiv Ganga Industrial Estate, Lakeshari, Bhagwanpur, Roorkee, Haridwar, Uttarakhand Pincode: 247661 | TL/MD/2020/000003 | 05-Mar-2025 | Disposable Hypodermic Needles (Excluding Bio-compatibility testing) | Class C
Devansh Testing & Research Laboratory Pvt. Ltd. 94, Shiv Ganga Industrial Estate, Lakeshari, Bhagwanpur, Roorkee, Haridwar, Uttarakhand Pincode: 247661 | TL/MD/2020/000003 | 05-Mar-2025 | Disposable Hypodermic Syringes (Excluding Bio-compatibility testing) | Class C
Devansh Testing & Research Laboratory Pvt. Ltd. 94, Shiv Ganga Industrial Estate, Lakeshari, Bhagwanpur, Roorkee, Haridwar, Uttarakhand Pincode: 247661 | TL/MD/2020/000003 | 05-Mar-2025 | Disposable Perfusion Sets (Excluding Bio-compatibility testing) | Class C
Devansh Testing & Research Laboratory Pvt. Ltd. 94, Shiv Ganga Industrial Estate, Lakeshari, Bhagwanpur, Roorkee, Haridwar, Uttarakhand Pincode: 247661 | TL/MD/2020/000003 | 05-Mar-2025 | I.V. Cannulae (Excluding Bio-compatibility testing) | Class C
Devansh Testing & Research Laboratory Pvt. Ltd. 94, Shiv Ganga Industrial Estate, Lakeshari, Bhagwanpur, Roorkee, Haridwar, Uttarakhand Pincode: 247661 | TL/MD/2020/000003 | 05-Mar-2025 | Scalp Vein Set (Excluding Bio-compatibility testing) | Class C
Devansh Testing & Research Laboratory Pvt. Ltd. 94, Shiv Ganga Industrial Estate, Lakeshari, Bhagwanpur, Roorkee, Haridwar, Uttarakhand Pincode: 247661 | TL/MD/2020/000003 | 05-Mar-2025 | Surgical Dressings (Excluding Bio-compatibility testing) | Class C
Devansh Testing & Research Laboratory Pvt. Ltd. 94, Shiv Ganga Industrial Estate, Lakeshari, Bhagwanpur, Roorkee, Haridwar, Uttarakhand Pincode: 247661 | TL/MD/2020/000003 | 05-Mar-2025 | Catheters (Excluding Bio-compatibility testing) | Class D
Devansh Testing & Research Laboratory Pvt. Ltd. 94, Shiv Ganga Industrial Estate, Lakeshari, Bhagwanpur, Roorkee, Haridwar, Uttarakhand Pincode: 247661 | TL/MD/2020/000003 | 05-Mar-2025 | Contraceptives (Excluding Bio-compatibility testing) | Class D
Devansh Testing & Research Laboratory Pvt. Ltd. 94, Shiv Ganga Industrial Estate, Lakeshari, Bhagwanpur, Roorkee, Haridwar, Uttarakhand Pincode: 247661 | TL/MD/2020/000003 | 05-Mar-2025 | Disinfectant (Excluding Bio-compatibility testing) | Class D
Devansh Testing & Research Laboratory Pvt. Ltd. 94, Shiv Ganga Industrial Estate, Lakeshari, Bhagwanpur, Roorkee, Haridwar, Uttarakhand Pincode: 247661 | TL/MD/2020/000003 | 05-Mar-2025 | Disposable Hypodermic Needles (Excluding Bio-compatibility testing) | Class D
Devansh Testing & Research Laboratory Pvt. Ltd. 94, Shiv Ganga Industrial Estate, Lakeshari, Bhagwanpur, Roorkee, Haridwar, Uttarakhand Pincode: 247661 | TL/MD/2020/000003 | 05-Mar-2025 | Disposable Hypodermic Syringes (Excluding Bio-compatibility testing) | Class D
Devansh Testing & Research Laboratory Pvt. Ltd. 94, Shiv Ganga Industrial Estate, Lakeshari, Bhagwanpur, Roorkee, Haridwar, Uttarakhand Pincode: 247661 | TL/MD/2020/000003 | 05-Mar-2025 | Disposable Perfusion Sets (Excluding Bio-compatibility testing) | Class D
Devansh Testing & Research Laboratory Pvt. Ltd. 94, Shiv Ganga Industrial Estate, Lakeshari, Bhagwanpur, Roorkee, Haridwar, Uttarakhand Pincode: 247661 | TL/MD/2020/000003 | 05-Mar-2025 | I.V. Cannulae (Excluding Bio-compatibility testing) | Class D
Devansh Testing & Research Laboratory Pvt. Ltd. 94, Shiv Ganga Industrial Estate, Lakeshari, Bhagwanpur, Roorkee, Haridwar, Uttarakhand Pincode: 247661 | TL/MD/2020/000003 | 05-Mar-2025 | Scalp Vein Set (Excluding Bio-compatibility testing) | Class D
Devansh Testing & Research Laboratory Pvt. Ltd. 94, Shiv Ganga Industrial Estate, Lakeshari, Bhagwanpur, Roorkee, Haridwar, Uttarakhand Pincode: 247661 | TL/MD/2020/000003 | 05-Mar-2025 | Surgical Dressings (Excluding Bio-compatibility testing) | Class D
DRHP TESTING SOLUTIONS PRIVATE LIMITED 4-11-47/SF, SECOND FLOOR, USHA ARCADE, INJAPUR ROAD, INFORMATION COLONY, HAYATHNAGAR, RANGAREDDY, Ranga Reddy, Telangana Pincode: 501505 | TL/MD/2025/000014 | 13-May-2025 | Finished Medical Devices/Pharmaceutical Container Closure Devices/Packing Materials and Components-Cardioplegia D system (Ethylene Oxide, Ethylene Chlorohydrin, Ethylene Glycol as per ISO 10993-7) | Class A
DRHP TESTING SOLUTIONS PRIVATE LIMITED 4-11-47/SF, SECOND FLOOR, USHA ARCADE, INJAPUR ROAD, INFORMATION COLONY, HAYATHNAGAR, RANGAREDDY, Ranga Reddy, Telangana Pincode: 501505 | TL/MD/2025/000014 | 13-May-2025 | Finished Medical Devices / Pharmaceutical Container Closure Devices / Packing Materials and Components - Extractable - Di-isobutyl Phthalate, as per ISO 10993-18 | Class A
DRHP TESTING SOLUTIONS PRIVATE LIMITED 4-11-47/SF, SECOND FLOOR, USHA ARCADE, INJAPUR ROAD, INFORMATION COLONY, HAYATHNAGAR, RANGAREDDY, Ranga Reddy, Telangana Pincode: 501505 | TL/MD/2025/000014 | 13-May-2025 | Finished Medical Devices / Pharmaceutical Container Closure Devices / Packing Materials and Components - Extractable - Hexachlorobutadiene, as per ISO 10993-18 | Class A
DRHP TESTING SOLUTIONS PRIVATE LIMITED 4-11-47/SF, SECOND FLOOR, USHA ARCADE, INJAPUR ROAD, INFORMATION COLONY, HAYATHNAGAR, RANGAREDDY, Ranga Reddy, Telangana Pincode: 501505 | TL/MD/2025/000014 | 13-May-2025 | Finished Medical Devices/Pharmaceutical Container Closure Devices/Packing Materials and Components-Gauze balls (Ethylene Oxide, Ethylene Chlorohydrin, Ethylene Glycol as per ISO 10993-7) | Class A
DRHP TESTING SOLUTIONS PRIVATE LIMITED 4-11-47/SF, SECOND FLOOR, USHA ARCADE, INJAPUR ROAD, INFORMATION COLONY, HAYATHNAGAR, RANGAREDDY, Ranga Reddy, Telangana Pincode: 501505 | TL/MD/2025/000014 | 13-May-2025 | Finished Medical Devices / Pharmaceutical Container Closure Devices / Packing Materials and Components - Sterile Latex Surgical Gloves - Ethylene Chlorohydrin as per ISO 10993-7 | Class A
DRHP TESTING SOLUTIONS PRIVATE LIMITED 4-11-47/SF, SECOND FLOOR, USHA ARCADE, INJAPUR ROAD, INFORMATION COLONY, HAYATHNAGAR, RANGAREDDY, Ranga Reddy, Telangana Pincode: 501505 | TL/MD/2025/000014 | 13-May-2025 | Finished Medical Devices / Pharmaceutical Container Closure Devices / Packing Materials and Components - Sterile Latex Surgical Gloves - Ethylene Oxide as per ISO 10993-7 | Class A
DRHP TESTING SOLUTIONS PRIVATE LIMITED 4-11-47/SF, SECOND FLOOR, USHA ARCADE, INJAPUR ROAD, INFORMATION COLONY, HAYATHNAGAR, RANGAREDDY, Ranga Reddy, Telangana Pincode: 501505 | TL/MD/2025/000014 | 13-May-2025 | Finished Medical Devices/Pharmaceutical Container Closure Devices/Packing Materials and Components - Surgeon Gown (Ethylene Oxide, Ethylene Chlorohydrin, Ethylene Glycol as per ISO 10993-7) | Class A
DRHP TESTING SOLUTIONS PRIVATE LIMITED 4-11-47/SF, SECOND FLOOR, USHA ARCADE, INJAPUR ROAD, INFORMATION COLONY, HAYATHNAGAR, RANGAREDDY, Ranga Reddy, Telangana Pincode: 501505 | TL/MD/2025/000014 | 13-May-2025 | Finished Medical Devices/Pharmaceutical Container Closure Devices/Packing Materials and Components X-Ray Detectable Gauze swabs -Ethylene Oxide, Ethylene Chlorohydrin, Ethylene Glycol, ISO 10993-7 | Class A
DRHP TESTING SOLUTIONS PRIVATE LIMITED 4-11-47/SF, SECOND FLOOR, USHA ARCADE, INJAPUR ROAD, INFORMATION COLONY, HAYATHNAGAR, RANGAREDDY, Ranga Reddy, Telangana Pincode: 501505 | TL/MD/2025/000014 | 13-May-2025 | Finished Medical Devices/Pharmaceutical Container Closure Devices/Packing Materials and Component- drape (Ethylene Oxide, Ethylene Chlorohydrin, Ethylene Glycol as per ISO 10993-7) | Class B
DRHP TESTING SOLUTIONS PRIVATE LIMITED 4-11-47/SF, SECOND FLOOR, USHA ARCADE, INJAPUR ROAD, INFORMATION COLONY, HAYATHNAGAR, RANGAREDDY, Ranga Reddy, Telangana Pincode: 501505 | TL/MD/2025/000014 | 13-May-2025 | Finished Medical Devices/Pharmaceutical Container Closure Devices/Packing Materials and Components-Balloon catheter (Ethylene Oxide, Ethylene Chlorohydrin, Ethylene Glycol as per ISO 10993-7) | Class B
DRHP TESTING SOLUTIONS PRIVATE LIMITED 4-11-47/SF, SECOND FLOOR, USHA ARCADE, INJAPUR ROAD, INFORMATION COLONY, HAYATHNAGAR, RANGAREDDY, Ranga Reddy, Telangana Pincode: 501505 | TL/MD/2025/000014 | 13-May-2025 | Finished Medical Devices/Pharmaceutical Container Closure Devices/Packing Materials and Components- Bandage (Ethylene Oxide, Ethylene Chlorohydrin, Ethylene Glycol as per ISO 10993-7) | Class B
DRHP TESTING SOLUTIONS PRIVATE LIMITED 4-11-47/SF, SECOND FLOOR, USHA ARCADE, INJAPUR ROAD, INFORMATION COLONY, HAYATHNAGAR, RANGAREDDY, Ranga Reddy, Telangana Pincode: 501505 | TL/MD/2025/000014 | 13-May-2025 | Finished Medical Devices/Pharmaceutical Container Closure Devices/Packing Materials and Components - Closed wound suction unit (Ethylene Oxide, Ethylene Chlorohydrin, Ethylene Glycol, ISO 10993-7) | Class B
DRHP TESTING SOLUTIONS PRIVATE LIMITED 4-11-47/SF, SECOND FLOOR, USHA ARCADE, INJAPUR ROAD, INFORMATION COLONY, HAYATHNAGAR, RANGAREDDY, Ranga Reddy, Telangana Pincode: 501505 | TL/MD/2025/000014 | 13-May-2025 | Finished Medical Devices/Pharmaceutical Container Closure Devices/Packing Materials and Components-Dialysis kit (Ethylene Oxide, Ethylene Chlorohydrin, Ethylene Glycol as per ISO 10993-7) | Class B
DRHP TESTING SOLUTIONS PRIVATE LIMITED 4-11-47/SF, SECOND FLOOR, USHA ARCADE, INJAPUR ROAD, INFORMATION COLONY, HAYATHNAGAR, RANGAREDDY, Ranga Reddy, Telangana Pincode: 501505 | TL/MD/2025/000014 | 13-May-2025 | Finished Medical Devices/Pharmaceutical Container Closure Devices/Packing Materials and Components-Dressing kit (Ethylene Oxide, Ethylene Chlorohydrin, Ethylene Glycol as per ISO 10993-7) | Class B
DRHP TESTING SOLUTIONS PRIVATE LIMITED 4-11-47/SF, SECOND FLOOR, USHA ARCADE, INJAPUR ROAD, INFORMATION COLONY, HAYATHNAGAR, RANGAREDDY, Ranga Reddy, Telangana Pincode: 501505 | TL/MD/2025/000014 | 13-May-2025 | Finished Medical Devices / Pharmaceutical Container Closure Devices / Packing Materials and Components - Extractable - 2,6-Di-tert-butyl-1,4- benzoquinone, as per ISO 10993-18 | Class B
DRHP TESTING SOLUTIONS PRIVATE LIMITED 4-11-47/SF, SECOND FLOOR, USHA ARCADE, INJAPUR ROAD, INFORMATION COLONY, HAYATHNAGAR, RANGAREDDY, Ranga Reddy, Telangana Pincode: 501505 | TL/MD/2025/000014 | 13-May-2025 | Finished Medical Devices / Pharmaceutical Container Closure Devices / Packing Materials and Components - Extractable - Butylated Hydroxy Anisole, as per ISO 10993-18 | Class B
DRHP TESTING SOLUTIONS PRIVATE LIMITED 4-11-47/SF, SECOND FLOOR, USHA ARCADE, INJAPUR ROAD, INFORMATION COLONY, HAYATHNAGAR, RANGAREDDY, Ranga Reddy, Telangana Pincode: 501505 | TL/MD/2025/000014 | 13-May-2025 | Finished Medical Devices / Pharmaceutical Container Closure Devices / Packing Materials and Components - Extractable - Diphenylamine, as per ISO 10993-18 | Class B
DRHP TESTING SOLUTIONS PRIVATE LIMITED 4-11-47/SF, SECOND FLOOR, USHA ARCADE, INJAPUR ROAD, INFORMATION COLONY, HAYATHNAGAR, RANGAREDDY, Ranga Reddy, Telangana Pincode: 501505 | TL/MD/2025/000014 | 13-May-2025 | Finished Medical Devices / Pharmaceutical Container Closure Devices / Packing Materials and Components - Extractable - N-Nitrosodimethylamine, as per ISO 10993-18 | Class B
DRHP TESTING SOLUTIONS PRIVATE LIMITED 4-11-47/SF, SECOND FLOOR, USHA ARCADE, INJAPUR ROAD, INFORMATION COLONY, HAYATHNAGAR, RANGAREDDY, Ranga Reddy, Telangana Pincode: 501505 | TL/MD/2025/000014 | 13-May-2025 | Finished Medical Devices / Pharmaceutical Container Closure Devices / Packing Materials and Components - Extractable - N-Nitrosopyrrolidine, as per ISO 10993-18 | Class B
DRHP TESTING SOLUTIONS PRIVATE LIMITED 4-11-47/SF, SECOND FLOOR, USHA ARCADE, INJAPUR ROAD, INFORMATION COLONY, HAYATHNAGAR, RANGAREDDY, Ranga Reddy, Telangana Pincode: 501505 | TL/MD/2025/000014 | 13-May-2025 | Finished Medical Devices/Pharmaceutical Container Closure Devices/Packing Materials and Components - Needles (Ethylene Oxide, Ethylene Chlorohydrin, Ethylene Glycol as per ISO 10993-7) | Class B
DRHP TESTING SOLUTIONS PRIVATE LIMITED 4-11-47/SF, SECOND FLOOR, USHA ARCADE, INJAPUR ROAD, INFORMATION COLONY, HAYATHNAGAR, RANGAREDDY, Ranga Reddy, Telangana Pincode: 501505 | TL/MD/2025/000014 | 13-May-2025 | Finished Medical Devices/Pharmaceutical Container Closure Devices/Packing Materials and Components - Scalpel blade (Ethylene Oxide, Ethylene Chlorohydrin, Ethylene Glycol as per ISO 10993-7) | Class B
DRHP TESTING SOLUTIONS PRIVATE LIMITED 4-11-47/SF, SECOND FLOOR, USHA ARCADE, INJAPUR ROAD, INFORMATION COLONY, HAYATHNAGAR, RANGAREDDY, Ranga Reddy, Telangana Pincode: 501505 | TL/MD/2025/000014 | 13-May-2025 | Finished Medical Devices / Pharmaceutical Container Closure Devices / Packing Materials and Components - Sterile Latex Surgical Gloves - Ethylene Glycol as per ISO 10993-7 | Class B
DRHP TESTING SOLUTIONS PRIVATE LIMITED 4-11-47/SF, SECOND FLOOR, USHA ARCADE, INJAPUR ROAD, INFORMATION COLONY, HAYATHNAGAR, RANGAREDDY, Ranga Reddy, Telangana Pincode: 501505 | TL/MD/2025/000014 | 13-May-2025 | Finished Medical Devices/Pharmaceutical Container Closure Devices/Packing Materials and Components-Absorbable knitted mesh (Ethylene Oxide, Ethylene Chlorohydrin, Ethylene Glycol as per ISO 10993-7) | Class C
DRHP TESTING SOLUTIONS PRIVATE LIMITED 4-11-47/SF, SECOND FLOOR, USHA ARCADE, INJAPUR ROAD, INFORMATION COLONY, HAYATHNAGAR, RANGAREDDY, Ranga Reddy, Telangana Pincode: 501505 | TL/MD/2025/000014 | 13-May-2025 | Finished Medical Devices / Pharmaceutical Container Closure Devices / Packing Materials and Components - Extractable - Irganox 1076, as per ISO 10993-18 | Class C
DRHP TESTING SOLUTIONS PRIVATE LIMITED 4-11-47/SF, SECOND FLOOR, USHA ARCADE, INJAPUR ROAD, INFORMATION COLONY, HAYATHNAGAR, RANGAREDDY, Ranga Reddy, Telangana Pincode: 501505 | TL/MD/2025/000014 | 13-May-2025 | Finished Medical Devices / Pharmaceutical Container Closure Devices / Packing Materials and Components - Extractable - Phenanthrene, as per ISO 10993-18 | Class C
DRHP TESTING SOLUTIONS PRIVATE LIMITED 4-11-47/SF, SECOND FLOOR, USHA ARCADE, INJAPUR ROAD, INFORMATION COLONY, HAYATHNAGAR, RANGAREDDY, Ranga Reddy, Telangana Pincode: 501505 | TL/MD/2025/000014 | 13-May-2025 | Finished Medical Devices / Pharmaceutical Container Closure Devices / Packing Materials and Components - Suture (Ethylene Oxide, Ethylene Chlorohydrin, Ethylene Glycol as per ISO 10993-7) | Class C
DRHP TESTING SOLUTIONS PRIVATE LIMITED 4-11-47/SF, SECOND FLOOR, USHA ARCADE, INJAPUR ROAD, INFORMATION COLONY, HAYATHNAGAR, RANGAREDDY, Ranga Reddy, Telangana Pincode: 501505 | TL/MD/2025/000014 | 13-May-2025 | Finished Medical Devices/Pharmaceutical Container Closure Devices/Packing Materials and Components - Topical warm Oxygen Therapy bag, Ethylene Oxide, Ethylene Chlorohydrin, Ethylene Glycol ISO 10993-7 | Class C
DRHP TESTING SOLUTIONS PRIVATE LIMITED 4-11-47/SF, SECOND FLOOR, USHA ARCADE, INJAPUR ROAD, INFORMATION COLONY, HAYATHNAGAR, RANGAREDDY, Ranga Reddy, Telangana Pincode: 501505 | TL/MD/2025/000014 | 13-May-2025 | Finished Medical Devices / Pharmaceutical Container Closure Devices / Packing Materials and Components - Extractable 1,1,1,2-Tetrachloroethane, as per ISO 10993-18 | Class D
DRHP TESTING SOLUTIONS PRIVATE LIMITED 4-11-47/SF, SECOND FLOOR, USHA ARCADE, INJAPUR ROAD, INFORMATION COLONY, HAYATHNAGAR, RANGAREDDY, Ranga Reddy, Telangana Pincode: 501505 | TL/MD/2025/000014 | 13-May-2025 | Finished Medical Devices / Pharmaceutical Container Closure Devices / Packing Materials and Components - Extractable - 3-5, Di-tert-butyl 4- hydroxybenzaldehyde, as per ISO 10993-18 | Class D
DRHP TESTING SOLUTIONS PRIVATE LIMITED 4-11-47/SF, SECOND FLOOR, USHA ARCADE, INJAPUR ROAD, INFORMATION COLONY, HAYATHNAGAR, RANGAREDDY, Ranga Reddy, Telangana Pincode: 501505 | TL/MD/2025/000014 | 13-May-2025 | Finished Medical Devices / Pharmaceutical Container Closure Devices / Packing Materials and Components - Extractable - Irgafos 168, as per ISO 10993-18 | Class D
DRHP TESTING SOLUTIONS PRIVATE LIMITED 4-11-47/SF, SECOND FLOOR, USHA ARCADE, INJAPUR ROAD, INFORMATION COLONY, HAYATHNAGAR, RANGAREDDY, Ranga Reddy, Telangana Pincode: 501505 | TL/MD/2025/000014 | 13-May-2025 | Finished Medical Devices/Pharmaceutical Container Closure Devices/Packing Materials and Components-Non absorbable suture (Ethylene Oxide, Ethylene Chlorohydrin, Ethylene Glycol as per ISO 10993-7) | Class D
DRHP TESTING SOLUTIONS PRIVATE LIMITED 4-11-47/SF, SECOND FLOOR, USHA ARCADE, INJAPUR ROAD, INFORMATION COLONY, HAYATHNAGAR, RANGAREDDY, Ranga Reddy, Telangana Pincode: 501505 | TL/MD/2025/000014 | 13-May-2025 | Finished Medical Devices/Pharmaceutical Container Closure Devices/Packing Materials and Components-Polydioxanone suture (Ethylene Oxide, Ethylene Chlorohydrin, Ethylene Glycol as per ISO 10993-7) | Class D
EDWARD FOOD RESEARCH & ANALYSIS CENTRE LIMITED SUBHAS NAGAR, NILGUNJ BAZAR, BARASAT, KOLKATA- 700121, North 24 Parganas, West Bengal Pincode: 700121 | TL/MD/2023/000010 | 21-Jul-2023 | Eye Drap (Sterility, BET) | Class A
EDWARD FOOD RESEARCH & ANALYSIS CENTRE LIMITED SUBHAS NAGAR, NILGUNJ BAZAR, BARASAT, KOLKATA- 700121, North 24 Parganas, West Bengal Pincode: 700121 | TL/MD/2023/000010 | 21-Jul-2023 | Eye Pad (Sterility, BET) | Class A
EDWARD FOOD RESEARCH & ANALYSIS CENTRE LIMITED SUBHAS NAGAR, NILGUNJ BAZAR, BARASAT, KOLKATA- 700121, North 24 Parganas, West Bengal Pincode: 700121 | TL/MD/2023/000010 | 21-Jul-2023 | Absorbent Gauge (Sterility, BET) | Class B
EDWARD FOOD RESEARCH & ANALYSIS CENTRE LIMITED SUBHAS NAGAR, NILGUNJ BAZAR, BARASAT, KOLKATA- 700121, North 24 Parganas, West Bengal Pincode: 700121 | TL/MD/2023/000010 | 21-Jul-2023 | Disposable Syringe (Single Use) (Sterility, BET) | Class B
EDWARD FOOD RESEARCH & ANALYSIS CENTRE LIMITED SUBHAS NAGAR, NILGUNJ BAZAR, BARASAT, KOLKATA- 700121, North 24 Parganas, West Bengal Pincode: 700121 | TL/MD/2023/000010 | 21-Jul-2023 | Gown (Sterility, BET) | Class B
EDWARD FOOD RESEARCH & ANALYSIS CENTRE LIMITED SUBHAS NAGAR, NILGUNJ BAZAR, BARASAT, KOLKATA- 700121, North 24 Parganas, West Bengal Pincode: 700121 | TL/MD/2023/000010 | 21-Jul-2023 | Surgical Blades (Sterility, BET) | Class B
EDWARD FOOD RESEARCH & ANALYSIS CENTRE LIMITED SUBHAS NAGAR, NILGUNJ BAZAR, BARASAT, KOLKATA- 700121, North 24 Parganas, West Bengal Pincode: 700121 | TL/MD/2023/000010 | 21-Jul-2023 | Surgical Needle (Sterility, BET) | Class B
ELETTRA TECH PRIVATE LIMITED Ground Floor, A-38, IKAS Technologies Complex, 2nd Cross street, Newgen Software Technologies, SIPCOT IT Park, Pudupakam, Kanchipuram, Tamil Nadu Pincode: 603103 | TL/MD/2025/000001 | 13-Feb-2025 | ELECTRONICS- MEDICAL ELECTRICAL EQUIPMENT Basic Safety and Essential Performance Alarm Systems Cl.12.3 IS 13450 (Part 1) 2018 IEC60601-1 2012 | Class A
ELETTRA TECH PRIVATE LIMITED Ground Floor, A-38, IKAS Technologies Complex, 2nd Cross street, Newgen Software Technologies, SIPCOT IT Park, Pudupakam, Kanchipuram, Tamil Nadu Pincode: 603103 | TL/MD/2025/000001 | 13-Feb-2025 | ELECTRONICS-MEDICAL ELECTRICAL EQUIPMENT Basic Safety and Essential Performance Alarm Systems Cl.12 3 IS 13450 (Part 1) 2018 IEC60601-1 2012 | Class A
ELETTRA TECH PRIVATE LIMITED Ground Floor, A-38, IKAS Technologies Complex, 2nd Cross street, Newgen Software Technologies, SIPCOT IT Park, Pudupakam, Kanchipuram, Tamil Nadu Pincode: 603103 | TL/MD/2025/000001 | 13-Feb-2025 | ELECTRONICS- MEDICAL ELECTRICAL EQUIPMENT Basic Safety and Essential Performance of Medical Electrical Equipment Instability in transport Position Cl.9.4.3.1 of IEC 60601-1 2005 AMD1 201 2 AMD2 2020 | Class A
ELETTRA TECH PRIVATE LIMITED Ground Floor, A-38, IKAS Technologies Complex, 2nd Cross street, Newgen Software Technologies, SIPCOT IT Park, Pudupakam, Kanchipuram, Tamil Nadu Pincode: 603103 | TL/MD/2025/000001 | 13-Feb-2025 | ELECTRONICS- MEDICAL ELECTRICAL EQUIPMENT Cardiac Defibrillator Classification of ME EQUIPMENT and ME SYSTEMS Cl.201.6 of IEC 60601-2-4 2010 AMD1 2018 | Class A
ELETTRA TECH PRIVATE LIMITED Ground Floor, A-38, IKAS Technologies Complex, 2nd Cross street, Newgen Software Technologies, SIPCOT IT Park, Pudupakam, Kanchipuram, Tamil Nadu Pincode: 603103 | TL/MD/2025/000001 | 13-Feb-2025 | ELECTRONICS- MEDICAL ELECTRICAL EQUIPMENT Cardiac Defibrillator General Requirements for testing ME Equipment Cl.201.5 of IEC 60601-2-4 2010 AMD1 2018 | Class A
ELETTRA TECH PRIVATE LIMITED Ground Floor, A-38, IKAS Technologies Complex, 2nd Cross street, Newgen Software Technologies, SIPCOT IT Park, Pudupakam, Kanchipuram, Tamil Nadu Pincode: 603103 | TL/MD/2025/000001 | 13-Feb-2025 | ELECTRONICS- MEDICAL ELECTRICAL EQUIPMENT Cardiac Defibrillator ME equipment identification, marking and documents Cl.201.7 of IEC 60601-2-4 2010 AMD1 2018 | Class A
ELETTRA TECH PRIVATE LIMITED Ground Floor, A-38, IKAS Technologies Complex, 2nd Cross street, Newgen Software Technologies, SIPCOT IT Park, Pudupakam, Kanchipuram, Tamil Nadu Pincode: 603103 | TL/MD/2025/000001 | 13-Feb-2025 | ELECTRONICS- MEDICAL ELECTRICAL EQUIPMENT Cardiac Defibrillator ME Systems Cl.201.16 of IEC 60601-2-4 2010 AMD1 2018 | Class A
ELETTRA TECH PRIVATE LIMITED Ground Floor, A-38, IKAS Technologies Complex, 2nd Cross street, Newgen Software Technologies, SIPCOT IT Park, Pudupakam, Kanchipuram, Tamil Nadu Pincode: 603103 | TL/MD/2025/000001 | 13-Feb-2025 | ELECTRONICS- MEDICAL ELECTRICAL EQUIPMENT Cardiac Defibrillator Protection against excessive temperatures and other HAZARDS Cl.201.11 (Except 201.11.6.3) of IEC 60601-2-4 2010 AMD1 2018 | Class A
ELETTRA TECH PRIVATE LIMITED Ground Floor, A-38, IKAS Technologies Complex, 2nd Cross street, Newgen Software Technologies, SIPCOT IT Park, Pudupakam, Kanchipuram, Tamil Nadu Pincode: 603103 | TL/MD/2025/000001 | 13-Feb-2025 | ELECTRONICS- MEDICAL ELECTRICAL EQUIPMENT Cardiac Defibrillator Protection against Mechanical Hazards of ME Equipment and ME Systems Cl.201.9 of IEC 60601-2-4 2010 AMD1 2018 | Class A
ELETTRA TECH PRIVATE LIMITED Ground Floor, A-38, IKAS Technologies Complex, 2nd Cross street, Newgen Software Technologies, SIPCOT IT Park, Pudupakam, Kanchipuram, Tamil Nadu Pincode: 603103 | TL/MD/2025/000001 | 13-Feb-2025 | ELECTRONICS- MEDICAL ELECTRICAL EQUIPMENT Cardiac Defibrillators Accuracy of controls and instruments and protection against hazardous outputs Cl.201.12 of IEC 60601-2-4 2010 AMD1 2018 | Class A
ELETTRA TECH PRIVATE LIMITED Ground Floor, A-38, IKAS Technologies Complex, 2nd Cross street, Newgen Software Technologies, SIPCOT IT Park, Pudupakam, Kanchipuram, Tamil Nadu Pincode: 603103 | TL/MD/2025/000001 | 13-Feb-2025 | ELECTRONICS- MEDICAL ELECTRICAL EQUIPMENT Cardiac defibrillators Construction of ME Equipment Cl.201.15 of IEC 60601-2-4 2010 AMD1 2018 | Class A
ELETTRA TECH PRIVATE LIMITED Ground Floor, A-38, IKAS Technologies Complex, 2nd Cross street, Newgen Software Technologies, SIPCOT IT Park, Pudupakam, Kanchipuram, Tamil Nadu Pincode: 603103 | TL/MD/2025/000001 | 13-Feb-2025 | ELECTRONICS- MEDICAL ELECTRICAL EQUIPMENT Cardiac Defibrillators Hazardous Situations and Fault conditions Cl.201.13 of IEC 60601-2-4 2010 AMD1 2018 | Class A
ELETTRA TECH PRIVATE LIMITED Ground Floor, A-38, IKAS Technologies Complex, 2nd Cross street, Newgen Software Technologies, SIPCOT IT Park, Pudupakam, Kanchipuram, Tamil Nadu Pincode: 603103 | TL/MD/2025/000001 | 13-Feb-2025 | ELECTRONICS- MEDICAL ELECTRICAL EQUIPMENT Cardiac Defibrillators Protection against electrical HAZARDS from ME EQUIPMENT Cl.201.8 of IEC 60601-2-4 2010 AMD1 2018, | Class A
ELETTRA TECH PRIVATE LIMITED Ground Floor, A-38, IKAS Technologies Complex, 2nd Cross street, Newgen Software Technologies, SIPCOT IT Park, Pudupakam, Kanchipuram, Tamil Nadu Pincode: 603103 | TL/MD/2025/000001 | 13-Feb-2025 | ELECTRONICS- MEDICAL ELECTRICAL EQUIPMENT Infusion Pumps and Controllers Accuracy of controls and instruments and protection against hazardous outputs Cl.201.12 of IEC 60601-2-24 2012 | Class A
ELETTRA TECH PRIVATE LIMITED Ground Floor, A-38, IKAS Technologies Complex, 2nd Cross street, Newgen Software Technologies, SIPCOT IT Park, Pudupakam, Kanchipuram, Tamil Nadu Pincode: 603103 | TL/MD/2025/000001 | 13-Feb-2025 | ELECTRONICS- MEDICAL ELECTRICAL EQUIPMENT Infusion Pumps and Controllers Classification of ME EQUIPMENT and ME SYSTEMS Cl.201.6 of IEC 60601-2-24 2012 | Class A
ELETTRA TECH PRIVATE LIMITED Ground Floor, A-38, IKAS Technologies Complex, 2nd Cross street, Newgen Software Technologies, SIPCOT IT Park, Pudupakam, Kanchipuram, Tamil Nadu Pincode: 603103 | TL/MD/2025/000001 | 13-Feb-2025 | ELECTRONICS- MEDICAL ELECTRICAL EQUIPMENT Infusion Pumps and Controllers Construction of ME Equipment Cl.201.15 of IEC 60601-2-24 2012 | Class A
ELETTRA TECH PRIVATE LIMITED Ground Floor, A-38, IKAS Technologies Complex, 2nd Cross street, Newgen Software Technologies, SIPCOT IT Park, Pudupakam, Kanchipuram, Tamil Nadu Pincode: 603103 | TL/MD/2025/000001 | 13-Feb-2025 | ELECTRONICS- MEDICAL ELECTRICAL EQUIPMENT Infusion Pumps and Controllers General Requirements Cl.201.4 of IEC 60601-2-24 2012 | Class A
ELETTRA TECH PRIVATE LIMITED Ground Floor, A-38, IKAS Technologies Complex, 2nd Cross street, Newgen Software Technologies, SIPCOT IT Park, Pudupakam, Kanchipuram, Tamil Nadu Pincode: 603103 | TL/MD/2025/000001 | 13-Feb-2025 | ELECTRONICS- MEDICAL ELECTRICAL EQUIPMENT Infusion Pumps and Controllers General requirements for testing ME EQUIPMENT Cl.201.5 of IEC 60601-2-24 2012, | Class A
ELETTRA TECH PRIVATE LIMITED Ground Floor, A-38, IKAS Technologies Complex, 2nd Cross street, Newgen Software Technologies, SIPCOT IT Park, Pudupakam, Kanchipuram, Tamil Nadu Pincode: 603103 | TL/MD/2025/000001 | 13-Feb-2025 | ELECTRONICS- MEDICAL ELECTRICAL EQUIPMENT Infusion Pumps and Controllers Hazardous Situations and fault conditions Cl 201 13 of IEC 60601-2-24 2012 | Class A
ELETTRA TECH PRIVATE LIMITED Ground Floor, A-38, IKAS Technologies Complex, 2nd Cross street, Newgen Software Technologies, SIPCOT IT Park, Pudupakam, Kanchipuram, Tamil Nadu Pincode: 603103 | TL/MD/2025/000001 | 13-Feb-2025 | ELECTRONICS- MEDICAL ELECTRICAL EQUIPMENT Infusion Pumps and Controllers ME equipment identification, marking and documents Cl.201.7 of IEC 60601-2-24 2012 | Class A
ELETTRA TECH PRIVATE LIMITED Ground Floor, A-38, IKAS Technologies Complex, 2nd Cross street, Newgen Software Technologies, SIPCOT IT Park, Pudupakam, Kanchipuram, Tamil Nadu Pincode: 603103 | TL/MD/2025/000001 | 13-Feb-2025 | ELECTRONICS- MEDICAL ELECTRICAL EQUIPMENT Infusion Pumps and Controllers ME SYSTEMS Cl.201.16 of IEC 60601-2-24 2012, | Class A
ELETTRA TECH PRIVATE LIMITED Ground Floor, A-38, IKAS Technologies Complex, 2nd Cross street, Newgen Software Technologies, SIPCOT IT Park, Pudupakam, Kanchipuram, Tamil Nadu Pincode: 603103 | TL/MD/2025/000001 | 13-Feb-2025 | ELECTRONICS- MEDICAL ELECTRICAL EQUIPMENT Infusion Pumps and Controllers Protection against electrical HAZARDS from ME EQUIPMENT Cl.201.8 of IEC 60601-2-24 2012 | Class A
ELETTRA TECH PRIVATE LIMITED Ground Floor, A-38, IKAS Technologies Complex, 2nd Cross street, Newgen Software Technologies, SIPCOT IT Park, Pudupakam, Kanchipuram, Tamil Nadu Pincode: 603103 | TL/MD/2025/000001 | 13-Feb-2025 | ELECTRONICS- MEDICAL ELECTRICAL EQUIPMENT Infusion Pumps and Controllers Protection against excessive temperatures and other HAZARDS Cl.201.11 of IEC 60601-2-24 2012 | Class A
ELETTRA TECH PRIVATE LIMITED Ground Floor, A-38, IKAS Technologies Complex, 2nd Cross street, Newgen Software Technologies, SIPCOT IT Park, Pudupakam, Kanchipuram, Tamil Nadu Pincode: 603103 | TL/MD/2025/000001 | 13-Feb-2025 | ELECTRONICS- MEDICAL ELECTRICAL EQUIPMENT Infusion Pumps and Controllers Protection against MECAHNICAL HAZARDS of ME EQUIPMENT and ME SYSTEMS Cl.201.9 of IEC 60601-2-24 2012 | Class A
ELETTRA TECH PRIVATE LIMITED Ground Floor, A-38, IKAS Technologies Complex, 2nd Cross street, Newgen Software Technologies, SIPCOT IT Park, Pudupakam, Kanchipuram, Tamil Nadu Pincode: 603103 | TL/MD/2025/000001 | 13-Feb-2025 | ELECTRONICS- MEDICAL ELECTRICAL EQUIPMENT Multifunction patient monitoring equipment Accuracy of controls and instruments and protection against hazardous outputs Cl.201.12 of IEC 80601-2-49 2018 | Class A
ELETTRA TECH PRIVATE LIMITED Ground Floor, A-38, IKAS Technologies Complex, 2nd Cross street, Newgen Software Technologies, SIPCOT IT Park, Pudupakam, Kanchipuram, Tamil Nadu Pincode: 603103 | TL/MD/2025/000001 | 13-Feb-2025 | ELECTRONICS- MEDICAL ELECTRICAL EQUIPMENT Multifunction patient monitoring equipment Classification of ME EQUIPMENT and ME SYSTEMS Cl. 201.6 of IEC 80601-2-49 2018 | Class A
ELETTRA TECH PRIVATE LIMITED Ground Floor, A-38, IKAS Technologies Complex, 2nd Cross street, Newgen Software Technologies, SIPCOT IT Park, Pudupakam, Kanchipuram, Tamil Nadu Pincode: 603103 | TL/MD/2025/000001 | 13-Feb-2025 | ELECTRONICS- MEDICAL ELECTRICAL EQUIPMENT Multifunction patient monitoring equipment Construction of ME Equipment Cl. 201.15 of IEC 80601-2-49 2018 | Class A
ELETTRA TECH PRIVATE LIMITED Ground Floor, A-38, IKAS Technologies Complex, 2nd Cross street, Newgen Software Technologies, SIPCOT IT Park, Pudupakam, Kanchipuram, Tamil Nadu Pincode: 603103 | TL/MD/2025/000001 | 13-Feb-2025 | ELECTRONICS- MEDICAL ELECTRICAL EQUIPMENT Multifunction patient monitoring equipment General Requirements Cl. 201.4 of IEC 80601-2-49 2018 | Class A
ELETTRA TECH PRIVATE LIMITED Ground Floor, A-38, IKAS Technologies Complex, 2nd Cross street, Newgen Software Technologies, SIPCOT IT Park, Pudupakam, Kanchipuram, Tamil Nadu Pincode: 603103 | TL/MD/2025/000001 | 13-Feb-2025 | ELECTRONICS- MEDICAL ELECTRICAL EQUIPMENT Multifunction patient monitoring equipment General requirements for testing ME EQUIPMENT Cl.201.5 of IEC 80601-2-49 2018 | Class A
ELETTRA TECH PRIVATE LIMITED Ground Floor, A-38, IKAS Technologies Complex, 2nd Cross street, Newgen Software Technologies, SIPCOT IT Park, Pudupakam, Kanchipuram, Tamil Nadu Pincode: 603103 | TL/MD/2025/000001 | 13-Feb-2025 | ELECTRONICS- MEDICAL ELECTRICAL EQUIPMENT Multifunction patient monitoring equipment HAZARDOUS SITUATIONS and fault conditions Cl. 201.13 of IEC 80601-2-49 2018 | Class A
ELETTRA TECH PRIVATE LIMITED Ground Floor, A-38, IKAS Technologies Complex, 2nd Cross street, Newgen Software Technologies, SIPCOT IT Park, Pudupakam, Kanchipuram, Tamil Nadu Pincode: 603103 | TL/MD/2025/000001 | 13-Feb-2025 | ELECTRONICS- MEDICAL ELECTRICAL EQUIPMENT Multifunction patient monitoring equipment ME equipment identification, marking and documents Cl.201.7 of IEC 80601-2-49 2018 | Class A
ELETTRA TECH PRIVATE LIMITED Ground Floor, A-38, IKAS Technologies Complex, 2nd Cross street, Newgen Software Technologies, SIPCOT IT Park, Pudupakam, Kanchipuram, Tamil Nadu Pincode: 603103 | TL/MD/2025/000001 | 13-Feb-2025 | ELECTRONICS- MEDICAL ELECTRICAL EQUIPMENT Multifunction patient monitoring equipment ME SYSTEMS Cl. 201.16 of IEC 80601-2-49 2018 | Class A
ELETTRA TECH PRIVATE LIMITED Ground Floor, A-38, IKAS Technologies Complex, 2nd Cross street, Newgen Software Technologies, SIPCOT IT Park, Pudupakam, Kanchipuram, Tamil Nadu Pincode: 603103 | TL/MD/2025/000001 | 13-Feb-2025 | ELECTRONICS- MEDICAL ELECTRICAL EQUIPMENT Multifunction patient monitoring equipment Protection against electrical HAZARDS from ME EQUIPMENT Cl.201.8 of IEC 80601-2-49 2018 | Class A
ELETTRA TECH PRIVATE LIMITED Ground Floor, A-38, IKAS Technologies Complex, 2nd Cross street, Newgen Software Technologies, SIPCOT IT Park, Pudupakam, Kanchipuram, Tamil Nadu Pincode: 603103 | TL/MD/2025/000001 | 13-Feb-2025 | ELECTRONICS- MEDICAL ELECTRICAL EQUIPMENT Multifunction patient monitoring equipment Protection against excessive temperatures and other HAZARDS Cl.201.11 (Except 201.11.6.3) of IEC 80601-2-49 2018 | Class A
ELETTRA TECH PRIVATE LIMITED Ground Floor, A-38, IKAS Technologies Complex, 2nd Cross street, Newgen Software Technologies, SIPCOT IT Park, Pudupakam, Kanchipuram, Tamil Nadu Pincode: 603103 | TL/MD/2025/000001 | 13-Feb-2025 | ELECTRONICS- MEDICAL ELECTRICAL EQUIPMENT Multifunction patient monitoring equipment Protection against MECAHNICAL HAZARDS of ME EQUIPMENT and ME SYSTEMS Cl.201.9 of IEC 80601-2-49 2018 | Class A
ELETTRA TECH PRIVATE LIMITED Ground Floor, A-38, IKAS Technologies Complex, 2nd Cross street, Newgen Software Technologies, SIPCOT IT Park, Pudupakam, Kanchipuram, Tamil Nadu Pincode: 603103 | TL/MD/2025/000001 | 13-Feb-2025 | ELECTRONICS- MEDICAL ELECTRICAL EQUIPMENT Nerve and Muscle stimulators Classification of ME EQUIPMENT and ME SYSTEMS Cl.201.6 of IEC 60601-2-10 2012 Amd1 2016 Amd2 2023 | Class A
ELETTRA TECH PRIVATE LIMITED Ground Floor, A-38, IKAS Technologies Complex, 2nd Cross street, Newgen Software Technologies, SIPCOT IT Park, Pudupakam, Kanchipuram, Tamil Nadu Pincode: 603103 | TL/MD/2025/000001 | 13-Feb-2025 | ELECTRONICS- MEDICAL ELECTRICAL EQUIPMENT Nerve and Muscle stimulators Construction of ME EQUIPMENT Cl. 201.15 of IEC 60601-2-10 2012 Amd1 2016 Amd2 2023 | Class A
ELETTRA TECH PRIVATE LIMITED Ground Floor, A-38, IKAS Technologies Complex, 2nd Cross street, Newgen Software Technologies, SIPCOT IT Park, Pudupakam, Kanchipuram, Tamil Nadu Pincode: 603103 | TL/MD/2025/000001 | 13-Feb-2025 | ELECTRONICS- MEDICAL ELECTRICAL EQUIPMENT Nerve and Muscle stimulators General Requirements Cl.201.4 of IEC 60601-2-10 2012 Amd1 2016 Amd2 2023 | Class A
ELETTRA TECH PRIVATE LIMITED Ground Floor, A-38, IKAS Technologies Complex, 2nd Cross street, Newgen Software Technologies, SIPCOT IT Park, Pudupakam, Kanchipuram, Tamil Nadu Pincode: 603103 | TL/MD/2025/000001 | 13-Feb-2025 | ELECTRONICS- MEDICAL ELECTRICAL EQUIPMENT Nerve and Muscle stimulators General requirements for testing ME EQUIPMENT Cl.201.5 of IEC 60601-2-10 2012 Amd1 2016 Amd2 2023 | Class A
ELETTRA TECH PRIVATE LIMITED Ground Floor, A-38, IKAS Technologies Complex, 2nd Cross street, Newgen Software Technologies, SIPCOT IT Park, Pudupakam, Kanchipuram, Tamil Nadu Pincode: 603103 | TL/MD/2025/000001 | 13-Feb-2025 | ELECTRONICS- MEDICAL ELECTRICAL EQUIPMENT Nerve and Muscle stimulators HAZARDOUS SITUATIONS and fault conditions Cl.201.13 of IEC 60601-2-10 2012 Amd1 2016 Amd2 2023 | Class A
ELETTRA TECH PRIVATE LIMITED Ground Floor, A-38, IKAS Technologies Complex, 2nd Cross street, Newgen Software Technologies, SIPCOT IT Park, Pudupakam, Kanchipuram, Tamil Nadu Pincode: 603103 | TL/MD/2025/000001 | 13-Feb-2025 | ELECTRONICS- MEDICAL ELECTRICAL EQUIPMENT Nerve and Muscle stimulators ME equipment identification, marking and documents Cl.201.7 of IEC 60601-2-10 2012 Amd1 2016 Amd2 2023 | Class A
ELETTRA TECH PRIVATE LIMITED Ground Floor, A-38, IKAS Technologies Complex, 2nd Cross street, Newgen Software Technologies, SIPCOT IT Park, Pudupakam, Kanchipuram, Tamil Nadu Pincode: 603103 | TL/MD/2025/000001 | 13-Feb-2025 | ELECTRONICS- MEDICAL ELECTRICAL EQUIPMENT Nerve and Muscle stimulators ME SYSTEMS Cl.201.16 of IEC 60601-2-10 2012 Amd1 2016 Amd2 2023 | Class A
ELETTRA TECH PRIVATE LIMITED Ground Floor, A-38, IKAS Technologies Complex, 2nd Cross street, Newgen Software Technologies, SIPCOT IT Park, Pudupakam, Kanchipuram, Tamil Nadu Pincode: 603103 | TL/MD/2025/000001 | 13-Feb-2025 | ELECTRONICS- MEDICAL ELECTRICAL EQUIPMENT Nerve and Muscle stimulators Protection against electrical HAZARDS from ME EQUIPMENT Cl.201.8 of IEC 60601-2-10 2012 Amd1 2016 Amd2 2023 | Class A
ELETTRA TECH PRIVATE LIMITED Ground Floor, A-38, IKAS Technologies Complex, 2nd Cross street, Newgen Software Technologies, SIPCOT IT Park, Pudupakam, Kanchipuram, Tamil Nadu Pincode: 603103 | TL/MD/2025/000001 | 13-Feb-2025 | ELECTRONICS- MEDICAL ELECTRICAL EQUIPMENT Nerve and Muscle stimulators Protection against MECAHNICAL HAZARDS of ME EQUIPMENT and ME SYSTEMS Cl.201.9 of IEC 60601-2-10 2012 Amd1 2016 Amd2 2023 | Class A
ELETTRA TECH PRIVATE LIMITED Ground Floor, A-38, IKAS Technologies Complex, 2nd Cross street, Newgen Software Technologies, SIPCOT IT Park, Pudupakam, Kanchipuram, Tamil Nadu Pincode: 603103 | TL/MD/2025/000001 | 13-Feb-2025 | ELECTRONICS- MEDICAL ELECTRICAL EQUIPMENT Nerve and Muscle stimulators Push Test Cl. 201.15 of IEC 60601-2-10 2012 Amd1 2016 Amd2 2023 | Class A
ELETTRA TECH PRIVATE LIMITED Ground Floor, A-38, IKAS Technologies Complex, 2nd Cross street, Newgen Software Technologies, SIPCOT IT Park, Pudupakam, Kanchipuram, Tamil Nadu Pincode: 603103 | TL/MD/2025/000001 | 13-Feb-2025 | ELECTRONICS- MEDICAL ELECTRICAL EQUIPMENT Pulse Oximeter equipment Accuracy of controls and instruments and protection against hazardous outputs Cl.201.12 of ISO 80601-2-61 2017 | Class A
ELETTRA TECH PRIVATE LIMITED Ground Floor, A-38, IKAS Technologies Complex, 2nd Cross street, Newgen Software Technologies, SIPCOT IT Park, Pudupakam, Kanchipuram, Tamil Nadu Pincode: 603103 | TL/MD/2025/000001 | 13-Feb-2025 | ELECTRONICS- MEDICAL ELECTRICAL EQUIPMENT Pulse Oximeter equipment Classification of ME EQUIPMENT and ME SYSTEMS Cl.201.6 of ISO 80601-2-61 2017 | Class A
ELETTRA TECH PRIVATE LIMITED Ground Floor, A-38, IKAS Technologies Complex, 2nd Cross street, Newgen Software Technologies, SIPCOT IT Park, Pudupakam, Kanchipuram, Tamil Nadu Pincode: 603103 | TL/MD/2025/000001 | 13-Feb-2025 | ELECTRONICS- MEDICAL ELECTRICAL EQUIPMENT Pulse Oximeter equipment Construction of ME Equipment Cl.201.15 of ISO 80601-2-61 2017 | Class A
ELETTRA TECH PRIVATE LIMITED Ground Floor, A-38, IKAS Technologies Complex, 2nd Cross street, Newgen Software Technologies, SIPCOT IT Park, Pudupakam, Kanchipuram, Tamil Nadu Pincode: 603103 | TL/MD/2025/000001 | 13-Feb-2025 | ELECTRONICS- MEDICAL ELECTRICAL EQUIPMENT Pulse Oximeter equipment Functional Connection Cl.201.103 of ISO 80601-2-61 2017 | Class A
ELETTRA TECH PRIVATE LIMITED Ground Floor, A-38, IKAS Technologies Complex, 2nd Cross street, Newgen Software Technologies, SIPCOT IT Park, Pudupakam, Kanchipuram, Tamil Nadu Pincode: 603103 | TL/MD/2025/000001 | 13-Feb-2025 | ELECTRONICS- MEDICAL ELECTRICAL EQUIPMENT Pulse Oximeter equipment General Requirements Cl.201.4 of ISO 80601-2-61 2017 | Class A
ELETTRA TECH PRIVATE LIMITED Ground Floor, A-38, IKAS Technologies Complex, 2nd Cross street, Newgen Software Technologies, SIPCOT IT Park, Pudupakam, Kanchipuram, Tamil Nadu Pincode: 603103 | TL/MD/2025/000001 | 13-Feb-2025 | ELECTRONICS- MEDICAL ELECTRICAL EQUIPMENT Pulse Oximeter equipment General requirements for testing ME EQUIPMENT Cl.201.5 of ISO 80601-2-61 2017 | Class A
ELETTRA TECH PRIVATE LIMITED Ground Floor, A-38, IKAS Technologies Complex, 2nd Cross street, Newgen Software Technologies, SIPCOT IT Park, Pudupakam, Kanchipuram, Tamil Nadu Pincode: 603103 | TL/MD/2025/000001 | 13-Feb-2025 | ELECTRONICS- MEDICAL ELECTRICAL EQUIPMENT Pulse Oximeter equipment ME Systems Cl.201.16 of ISO 80601-2-61 2017 | Class A
ELETTRA TECH PRIVATE LIMITED Ground Floor, A-38, IKAS Technologies Complex, 2nd Cross street, Newgen Software Technologies, SIPCOT IT Park, Pudupakam, Kanchipuram, Tamil Nadu Pincode: 603103 | TL/MD/2025/000001 | 13-Feb-2025 | ELECTRONICS- MEDICAL ELECTRICAL EQUIPMENT Pulse Oximeter equipment Protection against electrical HAZARDS from ME EQUIPMENT Cl.201.8 of ISO 80601-2-61 2017 | Class A
ELETTRA TECH PRIVATE LIMITED Ground Floor, A-38, IKAS Technologies Complex, 2nd Cross street, Newgen Software Technologies, SIPCOT IT Park, Pudupakam, Kanchipuram, Tamil Nadu Pincode: 603103 | TL/MD/2025/000001 | 13-Feb-2025 | ELECTRONICS- MEDICAL ELECTRICAL EQUIPMENT Pulse Oximeter equipment Protection against excessive temperatures in ME Equipment Cl.201.11 of ISO 80601-2-61 2017 | Class A
ELETTRA TECH PRIVATE LIMITED Ground Floor, A-38, IKAS Technologies Complex, 2nd Cross street, Newgen Software Technologies, SIPCOT IT Park, Pudupakam, Kanchipuram, Tamil Nadu Pincode: 603103 | TL/MD/2025/000001 | 13-Feb-2025 | ELECTRONICS- MEDICAL ELECTRICAL EQUIPMENT Pulse Oximeter equipment Protection against MECAHNICAL HAZARDS of ME EQUIPMENT and ME SYSTEMS Cl.201.9 of ISO 80601-2-61 2017 | Class A
ELETTRA TECH PRIVATE LIMITED Ground Floor, A-38, IKAS Technologies Complex, 2nd Cross street, Newgen Software Technologies, SIPCOT IT Park, Pudupakam, Kanchipuram, Tamil Nadu Pincode: 603103 | TL/MD/2025/000001 | 13-Feb-2025 | ELECTRONICS- MEDICAL ELECTRICAL EQUIPMENT Pulse Oximeter equipment Pulse Oximeter Probes and probe cable extenders Cl.201.101 of ISO 80601-2-61 2017 | Class A
ELETTRA TECH PRIVATE LIMITED Ground Floor, A-38, IKAS Technologies Complex, 2nd Cross street, Newgen Software Technologies, SIPCOT IT Park, Pudupakam, Kanchipuram, Tamil Nadu Pincode: 603103 | TL/MD/2025/000001 | 13-Feb-2025 | ELECTRONICS- MEDICAL ELECTRICAL EQUIPMENT Pulse Oximeter equipment Radiotherapy equipment Cl.201.12 of ISO 80601-2-61 2017 | Class A
ELETTRA TECH PRIVATE LIMITED Ground Floor, A-38, IKAS Technologies Complex, 2nd Cross street, Newgen Software Technologies, SIPCOT IT Park, Pudupakam, Kanchipuram, Tamil Nadu Pincode: 603103 | TL/MD/2025/000001 | 13-Feb-2025 | ELECTRONICS- MEDICAL ELECTRICAL EQUIPMENT Pulse Oximeter equipment Saturation Pulse information signal Cl.201.102 of ISO 80601-2-61 2017 | Class A
ELETTRA TECH PRIVATE LIMITED Ground Floor, A-38, IKAS Technologies Complex, 2nd Cross street, Newgen Software Technologies, SIPCOT IT Park, Pudupakam, Kanchipuram, Tamil Nadu Pincode: 603103 | TL/MD/2025/000001 | 13-Feb-2025 | ELECTRONICS- MEE Basic Safety and Essential Performance of Medical Electrical Equipment Accidental Selection of excessive output values Cl.12.4.3 IEC 60601-1 2005 AMD1 201 2 AMD2 2020 | Class A
ELETTRA TECH PRIVATE LIMITED Ground Floor, A-38, IKAS Technologies Complex, 2nd Cross street, Newgen Software Technologies, SIPCOT IT Park, Pudupakam, Kanchipuram, Tamil Nadu Pincode: 603103 | TL/MD/2025/000001 | 13-Feb-2025 | ELECTRONICS- MEE Basic Safety and Essential Performance of Medical Electrical Equipment Accidental Selection of excessive output values Cl.12.4.3 of IS 13450 (Part 1) 2018 IEC60601-1 2012 | Class A
ELETTRA TECH PRIVATE LIMITED Ground Floor, A-38, IKAS Technologies Complex, 2nd Cross street, Newgen Software Technologies, SIPCOT IT Park, Pudupakam, Kanchipuram, Tamil Nadu Pincode: 603103 | TL/MD/2025/000001 | 13-Feb-2025 | ELECTRONICS- MEE Basic Safety and Essential Performance of Medical Electrical Equipment Accuracy of controls and instruments Cl.12.1 IEC 60601-1 2005 AMD1 201 2 AMD2 2020 | Class A
ELETTRA TECH PRIVATE LIMITED Ground Floor, A-38, IKAS Technologies Complex, 2nd Cross street, Newgen Software Technologies, SIPCOT IT Park, Pudupakam, Kanchipuram, Tamil Nadu Pincode: 603103 | TL/MD/2025/000001 | 13-Feb-2025 | ELECTRONICS- MEE Basic Safety and Essential Performance of Medical Electrical Equipment Accuracy of controls and instruments Cl.12.1 IS 13450 (Part 1) 2018 IEC60601-1 2012 | Class A
ELETTRA TECH PRIVATE LIMITED Ground Floor, A-38, IKAS Technologies Complex, 2nd Cross street, Newgen Software Technologies, SIPCOT IT Park, Pudupakam, Kanchipuram, Tamil Nadu Pincode: 603103 | TL/MD/2025/000001 | 13-Feb-2025 | ELECTRONICS- MEE Basic Safety and Essential Performance of Medical Electrical Equipment Actuating Parts of controls of ME equipment Cl.15.4.6 IEC 60601-1 2005 AMD1 201 2 AMD2 2020 | Class A
ELETTRA TECH PRIVATE LIMITED Ground Floor, A-38, IKAS Technologies Complex, 2nd Cross street, Newgen Software Technologies, SIPCOT IT Park, Pudupakam, Kanchipuram, Tamil Nadu Pincode: 603103 | TL/MD/2025/000001 | 13-Feb-2025 | ELECTRONICS- MEE Basic Safety and Essential Performance of Medical Electrical Equipment Actuating Parts of controls of ME equipment Cl.15.4.6 IS 13450 (Part 1) 2018 IEC 60601-1 2012 | Class A
ELETTRA TECH PRIVATE LIMITED Ground Floor, A-38, IKAS Technologies Complex, 2nd Cross street, Newgen Software Technologies, SIPCOT IT Park, Pudupakam, Kanchipuram, Tamil Nadu Pincode: 603103 | TL/MD/2025/000001 | 13-Feb-2025 | ELECTRONICS- MEE Basic Safety and Essential Performance of Medical Electrical Equipment Alarm Systems Cl.12.3 of IEC 60601-1 2005 AMD1 201 2 AMD2 2020 | Class A
ELETTRA TECH PRIVATE LIMITED Ground Floor, A-38, IKAS Technologies Complex, 2nd Cross street, Newgen Software Technologies, SIPCOT IT Park, Pudupakam, Kanchipuram, Tamil Nadu Pincode: 603103 | TL/MD/2025/000001 | 13-Feb-2025 | ELECTRONICS- MEE Basic Safety and Essential Performance of Medical Electrical Equipment Arrangements of controls and indicators Cl.15.1 IEC 60601-1 2005 AMD1 201 2 AMD2 2020 | Class A
ELETTRA TECH PRIVATE LIMITED Ground Floor, A-38, IKAS Technologies Complex, 2nd Cross street, Newgen Software Technologies, SIPCOT IT Park, Pudupakam, Kanchipuram, Tamil Nadu Pincode: 603103 | TL/MD/2025/000001 | 13-Feb-2025 | ELECTRONICS- MEE Basic Safety and Essential Performance of Medical Electrical Equipment Arrangements of controls and indicators Cl.15.1 IS 13450 (Part 1) 2018 IEC60601-1 2012 | Class A
ELETTRA TECH PRIVATE LIMITED Ground Floor, A-38, IKAS Technologies Complex, 2nd Cross street, Newgen Software Technologies, SIPCOT IT Park, Pudupakam, Kanchipuram, Tamil Nadu Pincode: 603103 | TL/MD/2025/000001 | 13-Feb-2025 | ELECTRONICS- MEE Basic Safety and Essential Performance of Medical Electrical Equipment Biocompatibility of ME Equipment and ME Systems Cl.11.7 IEC 60601-1 2005 AMD1 201 2 AMD2 2020 | Class A
ELETTRA TECH PRIVATE LIMITED Ground Floor, A-38, IKAS Technologies Complex, 2nd Cross street, Newgen Software Technologies, SIPCOT IT Park, Pudupakam, Kanchipuram, Tamil Nadu Pincode: 603103 | TL/MD/2025/000001 | 13-Feb-2025 | ELECTRONICS- MEE Basic Safety and Essential Performance of Medical Electrical Equipment Biocompatibility of ME Equipment and ME Systems Cl.11.7 IS 13450 (Part 1) 2018 IEC60601-1 2012 | Class A
ELETTRA TECH PRIVATE LIMITED Ground Floor, A-38, IKAS Technologies Complex, 2nd Cross street, Newgen Software Technologies, SIPCOT IT Park, Pudupakam, Kanchipuram, Tamil Nadu Pincode: 603103 | TL/MD/2025/000001 | 13-Feb-2025 | ELECTRONICS- MEE Basic Safety and Essential Performance of Medical Electrical Equipment Classification of applied parts Cl.8.3 IEC 60601-1 2005 AMD1 201 2 AMD2 2020 | Class A
ELETTRA TECH PRIVATE LIMITED Ground Floor, A-38, IKAS Technologies Complex, 2nd Cross street, Newgen Software Technologies, SIPCOT IT Park, Pudupakam, Kanchipuram, Tamil Nadu Pincode: 603103 | TL/MD/2025/000001 | 13-Feb-2025 | ELECTRONICS- MEE Basic Safety and Essential Performance of Medical Electrical Equipment Classification of applied parts Cl.8.3 IS 13450 (Part 1) 2018 IEC60601-1 2012 | Class A
ELETTRA TECH PRIVATE LIMITED Ground Floor, A-38, IKAS Technologies Complex, 2nd Cross street, Newgen Software Technologies, SIPCOT IT Park, Pudupakam, Kanchipuram, Tamil Nadu Pincode: 603103 | TL/MD/2025/000001 | 13-Feb-2025 | ELECTRONICS- MEE Basic Safety and Essential Performance of Medical Electrical Equipment Compatibility with substances used with the ME EQUIPMENT Cl.11.6.8 of IEC 60601-1 2005 AMD1 201 2 AMD2 2020 | Class A
ELETTRA TECH PRIVATE LIMITED Ground Floor, A-38, IKAS Technologies Complex, 2nd Cross street, Newgen Software Technologies, SIPCOT IT Park, Pudupakam, Kanchipuram, Tamil Nadu Pincode: 603103 | TL/MD/2025/000001 | 13-Feb-2025 | ELECTRONICS- MEE Basic Safety and Essential Performance of Medical Electrical Equipment Components and wiring Cl.8.10 IEC 60601- 1 2005 AMD1 2012 AM D2 2020 | Class A
ELETTRA TECH PRIVATE LIMITED Ground Floor, A-38, IKAS Technologies Complex, 2nd Cross street, Newgen Software Technologies, SIPCOT IT Park, Pudupakam, Kanchipuram, Tamil Nadu Pincode: 603103 | TL/MD/2025/000001 | 13-Feb-2025 | ELECTRONICS- MEE Basic Safety and Essential Performance of Medical Electrical Equipment Components and wiring Cl.8.10 IS 13450 (Part 1) 2018 IEC60601-1 2012 | Class A
ELETTRA TECH PRIVATE LIMITED Ground Floor, A-38, IKAS Technologies Complex, 2nd Cross street, Newgen Software Technologies, SIPCOT IT Park, Pudupakam, Kanchipuram, Tamil Nadu Pincode: 603103 | TL/MD/2025/000001 | 13-Feb-2025 | ELECTRONICS- MEE Basic Safety and Essential Performance of Medical Electrical Equipment Components of ME EQUIPMENT Cl.4.8 IEC60601-1 2005 AMD1 2012 AMD2 2020 | Class A
ELETTRA TECH PRIVATE LIMITED Ground Floor, A-38, IKAS Technologies Complex, 2nd Cross street, Newgen Software Technologies, SIPCOT IT Park, Pudupakam, Kanchipuram, Tamil Nadu Pincode: 603103 | TL/MD/2025/000001 | 13-Feb-2025 | ELECTRONICS- MEE Basic Safety and Essential Performance of Medical Electrical Equipment Components of ME EQUIPMENT Cl.4.8 IS 13450 (Part1) 2018 IEC60601- 1 2012 | Class A
ELETTRA TECH PRIVATE LIMITED Ground Floor, A-38, IKAS Technologies Complex, 2nd Cross street, Newgen Software Technologies, SIPCOT IT Park, Pudupakam, Kanchipuram, Tamil Nadu Pincode: 603103 | TL/MD/2025/000001 | 13-Feb-2025 | ELECTRONICS- MEE Basic Safety and Essential Performance of Medical Electrical Equipment Creepage distances and air clearances Cl.8.9 IEC 60601-1 2005 AMD1 201 2 AMD2 2020 (Except 8.9.7.1) | Class A
ELETTRA TECH PRIVATE LIMITED Ground Floor, A-38, IKAS Technologies Complex, 2nd Cross street, Newgen Software Technologies, SIPCOT IT Park, Pudupakam, Kanchipuram, Tamil Nadu Pincode: 603103 | TL/MD/2025/000001 | 13-Feb-2025 | ELECTRONICS- MEE Basic Safety and Essential Performance of Medical Electrical Equipment Creepage distances and air clearances Cl.8.9 IS 13450 (Part 1) 2018 IEC60601-1 2012 (Except 8.9.7.1) | Class A
ELETTRA TECH PRIVATE LIMITED Ground Floor, A-38, IKAS Technologies Complex, 2nd Cross street, Newgen Software Technologies, SIPCOT IT Park, Pudupakam, Kanchipuram, Tamil Nadu Pincode: 603103 | TL/MD/2025/000001 | 13-Feb-2025 | ELECTRONICS- MEE Basic Safety and Essential Performance of Medical Electrical Equipment Determination of APPLIED PARTS and ACCESSIBLE PARTS Cl.5.9 IEC 60601-1 2005 AMD1 201 2 AMD2 2020 | Class A
ELETTRA TECH PRIVATE LIMITED Ground Floor, A-38, IKAS Technologies Complex, 2nd Cross street, Newgen Software Technologies, SIPCOT IT Park, Pudupakam, Kanchipuram, Tamil Nadu Pincode: 603103 | TL/MD/2025/000001 | 13-Feb-2025 | ELECTRONICS- MEE Basic Safety and Essential Performance of Medical Electrical Equipment Determination of APPLIED PARTS and ACCESSIBLE PARTS Cl.5.9 IS 13450 (Part 1) 2018 IEC 60601-1 2012 | Class A
ELETTRA TECH PRIVATE LIMITED Ground Floor, A-38, IKAS Technologies Complex, 2nd Cross street, Newgen Software Technologies, SIPCOT IT Park, Pudupakam, Kanchipuram, Tamil Nadu Pincode: 603103 | TL/MD/2025/000001 | 13-Feb-2025 | ELECTRONICS- MEE Basic Safety and Essential Performance of Medical Electrical Equipment Diagnostic or therapeutic acoustic pressure Cl.12.4.6 IEC 60601-1 2005 AMD1 201 2 AMD2 2020 | Class A
ELETTRA TECH PRIVATE LIMITED Ground Floor, A-38, IKAS Technologies Complex, 2nd Cross street, Newgen Software Technologies, SIPCOT IT Park, Pudupakam, Kanchipuram, Tamil Nadu Pincode: 603103 | TL/MD/2025/000001 | 13-Feb-2025 | ELECTRONICS- MEE Basic Safety and Essential Performance of Medical Electrical Equipment Diagnostic or therapeutic acoustic pressure Cl.12.4.6 IS 13450 (Part 1) 2018 IEC60601-1 2012 | Class A
ELETTRA TECH PRIVATE LIMITED Ground Floor, A-38, IKAS Technologies Complex, 2nd Cross street, Newgen Software Technologies, SIPCOT IT Park, Pudupakam, Kanchipuram, Tamil Nadu Pincode: 603103 | TL/MD/2025/000001 | 13-Feb-2025 | ELECTRONICS- MEE Basic Safety and Essential Performance of Medical Electrical Equipment Dielectric strength Cl.8.8.3 of IEC 60601-1 2005 AMD1 201 2 AMD2 2020 | Class A
ELETTRA TECH PRIVATE LIMITED Ground Floor, A-38, IKAS Technologies Complex, 2nd Cross street, Newgen Software Technologies, SIPCOT IT Park, Pudupakam, Kanchipuram, Tamil Nadu Pincode: 603103 | TL/MD/2025/000001 | 13-Feb-2025 | ELECTRONICS- MEE Basic Safety and Essential Performance of Medical Electrical Equipment Dielectric strength Cl.8.8.3 of IS 13450 (Part 1) 2018 IEC60601-1 2012 | Class A
ELETTRA TECH PRIVATE LIMITED Ground Floor, A-38, IKAS Technologies Complex, 2nd Cross street, Newgen Software Technologies, SIPCOT IT Park, Pudupakam, Kanchipuram, Tamil Nadu Pincode: 603103 | TL/MD/2025/000001 | 13-Feb-2025 | ELECTRONICS- MEE Basic Safety and Essential Performance of Medical Electrical Equipment Drop test Cl.15.3.4 of IEC 60601-1 2005 AMD1 2012 AMD2 2020 | Class A
ELETTRA TECH PRIVATE LIMITED Ground Floor, A-38, IKAS Technologies Complex, 2nd Cross street, Newgen Software Technologies, SIPCOT IT Park, Pudupakam, Kanchipuram, Tamil Nadu Pincode: 603103 | TL/MD/2025/000001 | 13-Feb-2025 | ELECTRONICS- MEE Basic Safety and Essential Performance of Medical Electrical Equipment Drop test Cl.15.3.4 of IS 13450 (Part 1) 2018 IEC60601-1 2012 | Class A
ELETTRA TECH PRIVATE LIMITED Ground Floor, A-38, IKAS Technologies Complex, 2nd Cross street, Newgen Software Technologies, SIPCOT IT Park, Pudupakam, Kanchipuram, Tamil Nadu Pincode: 603103 | TL/MD/2025/000001 | 13-Feb-2025 | ELECTRONICS- MEE Basic Safety and Essential Performance of Medical Electrical Equipment Electrical SINGLE FAULT Conditions Cl.13.2.2 of IEC 60601-1 2005 AMD1 201 2 AMD2 2020 | Class A
ELETTRA TECH PRIVATE LIMITED Ground Floor, A-38, IKAS Technologies Complex, 2nd Cross street, Newgen Software Technologies, SIPCOT IT Park, Pudupakam, Kanchipuram, Tamil Nadu Pincode: 603103 | TL/MD/2025/000001 | 13-Feb-2025 | ELECTRONICS- MEE Basic Safety and Essential Performance of Medical Electrical Equipment Electrical SINGLE FAULT Conditions Cl.13.2.2 of IS 13450 (Part 1) 2018 IEC 60601-1 2012 | Class A
ELETTRA TECH PRIVATE LIMITED Ground Floor, A-38, IKAS Technologies Complex, 2nd Cross street, Newgen Software Technologies, SIPCOT IT Park, Pudupakam, Kanchipuram, Tamil Nadu Pincode: 603103 | TL/MD/2025/000001 | 13-Feb-2025 | ELECTRONICS- MEE Basic Safety and Essential Performance of Medical Electrical Equipment Environmental influences Cl.15.3.7 of IEC 60601-1 2005 AMD1 201 2 AMD2 2020 | Class A
ELETTRA TECH PRIVATE LIMITED Ground Floor, A-38, IKAS Technologies Complex, 2nd Cross street, Newgen Software Technologies, SIPCOT IT Park, Pudupakam, Kanchipuram, Tamil Nadu Pincode: 603103 | TL/MD/2025/000001 | 13-Feb-2025 | ELECTRONICS- MEE Basic Safety and Essential Performance of Medical Electrical Equipment Environmental influences Cl.15.3.7 of IS 13450 (Part 1) 2018 IEC60601-1 2012 | Class A
ELETTRA TECH PRIVATE LIMITED Ground Floor, A-38, IKAS Technologies Complex, 2nd Cross street, Newgen Software Technologies, SIPCOT IT Park, Pudupakam, Kanchipuram, Tamil Nadu Pincode: 603103 | TL/MD/2025/000001 | 13-Feb-2025 | ELECTRONICS- MEE Basic Safety and Essential Performance of Medical Electrical Equipment Exceeding LEAKAGE CURRENT or Voltage limits Cl.13.1.3 of IEC 60601-1 2005 AMD1 201 2 AMD2 2020 | Class A
ELETTRA TECH PRIVATE LIMITED Ground Floor, A-38, IKAS Technologies Complex, 2nd Cross street, Newgen Software Technologies, SIPCOT IT Park, Pudupakam, Kanchipuram, Tamil Nadu Pincode: 603103 | TL/MD/2025/000001 | 13-Feb-2025 | ELECTRONICS- MEE Basic Safety and Essential Performance of Medical Electrical Equipment Exceeding LEAKAGE CURRENT or Voltage limits Cl.13.1.3 of IS 13450 (Part 1) 2018 IEC 60601-1 2012 | Class A
ELETTRA TECH PRIVATE LIMITED Ground Floor, A-38, IKAS Technologies Complex, 2nd Cross street, Newgen Software Technologies, SIPCOT IT Park, Pudupakam, Kanchipuram, Tamil Nadu Pincode: 603103 | TL/MD/2025/000001 | 13-Feb-2025 | ELECTRONICS- MEE Basic Safety and Essential Performance of Medical Electrical Equipment Excessive temperatures in ME Equipment Cl.11.1 of IEC 60601-1 2005 AMD1 201 2 AMD2 2020 | Class A
ELETTRA TECH PRIVATE LIMITED Ground Floor, A-38, IKAS Technologies Complex, 2nd Cross street, Newgen Software Technologies, SIPCOT IT Park, Pudupakam, Kanchipuram, Tamil Nadu Pincode: 603103 | TL/MD/2025/000001 | 13-Feb-2025 | ELECTRONICS- MEE Basic Safety and Essential Performance of Medical Electrical Equipment Excessive temperatures in ME Equipment Cl.11.1 of IS 13450 (Part 1) 2018 IEC60601-1 2012 | Class A
ELETTRA TECH PRIVATE LIMITED Ground Floor, A-38, IKAS Technologies Complex, 2nd Cross street, Newgen Software Technologies, SIPCOT IT Park, Pudupakam, Kanchipuram, Tamil Nadu Pincode: 603103 | TL/MD/2025/000001 | 13-Feb-2025 | ELECTRONICS- MEE Basic Safety and Essential Performance of Medical Electrical Equipment Expected Service Life Cl.4.4 of IEC 60601-1 2005 AMD1 201 2 AMD2 2020 | Class A
ELETTRA TECH PRIVATE LIMITED Ground Floor, A-38, IKAS Technologies Complex, 2nd Cross street, Newgen Software Technologies, SIPCOT IT Park, Pudupakam, Kanchipuram, Tamil Nadu Pincode: 603103 | TL/MD/2025/000001 | 13-Feb-2025 | ELECTRONICS- MEE Basic Safety and Essential Performance of Medical Electrical Equipment Expected Service Life Cl.4.4 of IS 13450 (Part 1) 2018 IEC60601-1 2012 | Class A
ELETTRA TECH PRIVATE LIMITED Ground Floor, A-38, IKAS Technologies Complex, 2nd Cross street, Newgen Software Technologies, SIPCOT IT Park, Pudupakam, Kanchipuram, Tamil Nadu Pincode: 603103 | TL/MD/2025/000001 | 13-Feb-2025 | ELECTRONICS- MEE Basic Safety and Essential Performance of Medical Electrical Equipment Failure of Temperature limiting devices Cl.13.2.5 of IEC 60601-1 2005 AMD1 201 2 AMD2 2020 | Class A
ELETTRA TECH PRIVATE LIMITED Ground Floor, A-38, IKAS Technologies Complex, 2nd Cross street, Newgen Software Technologies, SIPCOT IT Park, Pudupakam, Kanchipuram, Tamil Nadu Pincode: 603103 | TL/MD/2025/000001 | 13-Feb-2025 | ELECTRONICS- MEE Basic Safety and Essential Performance of Medical Electrical Equipment Failure of Temperature limiting devices Cl.13.2.5 of IS 13450 (Part 1) 2018 IEC60601-1 2012 | Class A
ELETTRA TECH PRIVATE LIMITED Ground Floor, A-38, IKAS Technologies Complex, 2nd Cross street, Newgen Software Technologies, SIPCOT IT Park, Pudupakam, Kanchipuram, Tamil Nadu Pincode: 603103 | TL/MD/2025/000001 | 13-Feb-2025 | ELECTRONICS- MEE Basic Safety and Essential Performance of Medical Electrical Equipment Failure of THERMOSTATS Cl.13.2.4 of IEC 60601-1 2005 AMD1 201 2 AMD2 2020 | Class A
ELETTRA TECH PRIVATE LIMITED Ground Floor, A-38, IKAS Technologies Complex, 2nd Cross street, Newgen Software Technologies, SIPCOT IT Park, Pudupakam, Kanchipuram, Tamil Nadu Pincode: 603103 | TL/MD/2025/000001 | 13-Feb-2025 | ELECTRONICS- MEE Basic Safety and Essential Performance of Medical Electrical Equipment Failure of THERMOSTATS Cl.13.2.4 of IS 13450 (Part 1) 2018 IEC60601-1 2012 | Class A
ELETTRA TECH PRIVATE LIMITED Ground Floor, A-38, IKAS Technologies Complex, 2nd Cross street, Newgen Software Technologies, SIPCOT IT Park, Pudupakam, Kanchipuram, Tamil Nadu Pincode: 603103 | TL/MD/2025/000001 | 13-Feb-2025 | ELECTRONICS- MEE Basic Safety and Essential Performance of Medical Electrical Equipment Force for propulsion Cl.9.4.2.4.2 of IEC 60601-1 2005 AMD1 201 2 AMD2 2020 | Class A
ELETTRA TECH PRIVATE LIMITED Ground Floor, A-38, IKAS Technologies Complex, 2nd Cross street, Newgen Software Technologies, SIPCOT IT Park, Pudupakam, Kanchipuram, Tamil Nadu Pincode: 603103 | TL/MD/2025/000001 | 13-Feb-2025 | ELECTRONICS- MEE Basic Safety and Essential Performance of Medical Electrical Equipment Force for propulsion Cl.9.4.2.4.2 of IS 13450 (Part 1) 2018 IEC60601-1 2012 | Class A
ELETTRA TECH PRIVATE LIMITED Ground Floor, A-38, IKAS Technologies Complex, 2nd Cross street, Newgen Software Technologies, SIPCOT IT Park, Pudupakam, Kanchipuram, Tamil Nadu Pincode: 603103 | TL/MD/2025/000001 | 13-Feb-2025 | ELECTRONICS- MEE Basic Safety and Essential Performance of Medical Electrical Equipment General overload test conditions Cl.13.2.13 of IEC 60601-1 2005 AMD1 201 2 AMD2 2020 | Class A
ELETTRA TECH PRIVATE LIMITED Ground Floor, A-38, IKAS Technologies Complex, 2nd Cross street, Newgen Software Technologies, SIPCOT IT Park, Pudupakam, Kanchipuram, Tamil Nadu Pincode: 603103 | TL/MD/2025/000001 | 13-Feb-2025 | ELECTRONICS- MEE Basic Safety and Essential Performance of Medical Electrical Equipment General overload test conditions Cl.13.2.13 of IS 13450 (Part 1) 2018 IEC 60601-1 2012 | Class A
ELETTRA TECH PRIVATE LIMITED Ground Floor, A-38, IKAS Technologies Complex, 2nd Cross street, Newgen Software Technologies, SIPCOT IT Park, Pudupakam, Kanchipuram, Tamil Nadu Pincode: 603103 | TL/MD/2025/000001 | 13-Feb-2025 | ELECTRONICS- MEE Basic Safety and Essential Performance of Medical Electrical Equipment Grips and other handling devices Cl.9.4.4 of IEC 60601-1 2005 AMD1 201 2 AMD2 2020 | Class A
ELETTRA TECH PRIVATE LIMITED Ground Floor, A-38, IKAS Technologies Complex, 2nd Cross street, Newgen Software Technologies, SIPCOT IT Park, Pudupakam, Kanchipuram, Tamil Nadu Pincode: 603103 | TL/MD/2025/000001 | 13-Feb-2025 | ELECTRONICS- MEE Basic Safety and Essential Performance of Medical Electrical Equipment Grips and other handling devices Cl.9.4.4 of IS 13450 (Part 1) 2018 IEC 60601-1 2012 | Class A
ELETTRA TECH PRIVATE LIMITED Ground Floor, A-38, IKAS Technologies Complex, 2nd Cross street, Newgen Software Technologies, SIPCOT IT Park, Pudupakam, Kanchipuram, Tamil Nadu Pincode: 603103 | TL/MD/2025/000001 | 13-Feb-2025 | ELECTRONICS- MEE Basic Safety and Essential Performance of Medical Electrical Equipment Humidity Preconditioning treatment Cl.5.7 of IEC 60601-1 2005 AMD1 201 2 AMD2 2020 | Class A
ELETTRA TECH PRIVATE LIMITED Ground Floor, A-38, IKAS Technologies Complex, 2nd Cross street, Newgen Software Technologies, SIPCOT IT Park, Pudupakam, Kanchipuram, Tamil Nadu Pincode: 603103 | TL/MD/2025/000001 | 13-Feb-2025 | ELECTRONICS- MEE Basic Safety and Essential Performance of Medical Electrical Equipment Humidity Preconditioning treatment Cl.5.7 of IS 13450 (Part 1) 2018 IEC60601-1 2012 | Class A
ELETTRA TECH PRIVATE LIMITED Ground Floor, A-38, IKAS Technologies Complex, 2nd Cross street, Newgen Software Technologies, SIPCOT IT Park, Pudupakam, Kanchipuram, Tamil Nadu Pincode: 603103 | TL/MD/2025/000001 | 13-Feb-2025 | ELECTRONICS- MEE Basic Safety and Essential Performance of Medical Electrical Equipment Impact test Cl.15.3.3 of IEC 60601-1 2005 AMD1 201 2 AMD2 2020 | Class A
ELETTRA TECH PRIVATE LIMITED Ground Floor, A-38, IKAS Technologies Complex, 2nd Cross street, Newgen Software Technologies, SIPCOT IT Park, Pudupakam, Kanchipuram, Tamil Nadu Pincode: 603103 | TL/MD/2025/000001 | 13-Feb-2025 | ELECTRONICS- MEE Basic Safety and Essential Performance of Medical Electrical Equipment Impact test Cl.15.3.3 of IS 13450 (Part 1) 2018 IEC 60601-1 2012 | Class A
ELETTRA TECH PRIVATE LIMITED Ground Floor, A-38, IKAS Technologies Complex, 2nd Cross street, Newgen Software Technologies, SIPCOT IT Park, Pudupakam, Kanchipuram, Tamil Nadu Pincode: 603103 | TL/MD/2025/000001 | 13-Feb-2025 | ELECTRONICS- MEE Basic Safety and Essential Performance of Medical Electrical Equipment Impairment of cooling that could result in a HAZARD Cl.13.2.7 of IEC 60601-1 2005 AMD1 201 2 AMD2 2020 | Class A
ELETTRA TECH PRIVATE LIMITED Ground Floor, A-38, IKAS Technologies Complex, 2nd Cross street, Newgen Software Technologies, SIPCOT IT Park, Pudupakam, Kanchipuram, Tamil Nadu Pincode: 603103 | TL/MD/2025/000001 | 13-Feb-2025 | ELECTRONICS- MEE Basic Safety and Essential Performance of Medical Electrical Equipment Impairment of cooling that could result in a HAZARD Cl.13.2.7 of IS 13450 (Part 1) 2018 IEC 60601-1 2012 | Class A
ELETTRA TECH PRIVATE LIMITED Ground Floor, A-38, IKAS Technologies Complex, 2nd Cross street, Newgen Software Technologies, SIPCOT IT Park, Pudupakam, Kanchipuram, Tamil Nadu Pincode: 603103 | TL/MD/2025/000001 | 13-Feb-2025 | ELECTRONICS- MEE Basic Safety and Essential Performance of Medical Electrical Equipment Incorrect Output Cl.12.4.4 IS 13450 (Part 1) 2018 IEC 60601-1 2012 | Class A
ELETTRA TECH PRIVATE LIMITED Ground Floor, A-38, IKAS Technologies Complex, 2nd Cross street, Newgen Software Technologies, SIPCOT IT Park, Pudupakam, Kanchipuram, Tamil Nadu Pincode: 603103 | TL/MD/2025/000001 | 13-Feb-2025 | ELECTRONICS- MEE Basic Safety and Essential Performance of Medical Electrical Equipment Incorrect Output Cl.12.4.4 of IEC 60601-1 2005 AMD1 201 2 AMD2 2020 | Class A
ELETTRA TECH PRIVATE LIMITED Ground Floor, A-38, IKAS Technologies Complex, 2nd Cross street, Newgen Software Technologies, SIPCOT IT Park, Pudupakam, Kanchipuram, Tamil Nadu Pincode: 603103 | TL/MD/2025/000001 | 13-Feb-2025 | ELECTRONICS- MEE Basic Safety and Essential Performance of Medical Electrical Equipment Indication of parameters relevant to safety Cl.12.4.2 of IEC 60601-1 2005 AMD1 201 2 AMD2 2020 | Class A
ELETTRA TECH PRIVATE LIMITED Ground Floor, A-38, IKAS Technologies Complex, 2nd Cross street, Newgen Software Technologies, SIPCOT IT Park, Pudupakam, Kanchipuram, Tamil Nadu Pincode: 603103 | TL/MD/2025/000001 | 13-Feb-2025 | ELECTRONICS- MEE Basic Safety and Essential Performance of Medical Electrical Equipment Indication of parameters relevant to safety Cl.12.4.2 of IS 13450 (Part 1) 2018 IEC 60601-1 2012 | Class A
ELETTRA TECH PRIVATE LIMITED Ground Floor, A-38, IKAS Technologies Complex, 2nd Cross street, Newgen Software Technologies, SIPCOT IT Park, Pudupakam, Kanchipuram, Tamil Nadu Pincode: 603103 | TL/MD/2025/000001 | 13-Feb-2025 | ELECTRONICS- MEE Basic Safety and Essential Performance of Medical Electrical Equipment Instability Excluding transport Position Cl.9.4.2.2 of IEC 60601-1 2005 AMD1 201 2 AMD2 2020 | Class A
ELETTRA TECH PRIVATE LIMITED Ground Floor, A-38, IKAS Technologies Complex, 2nd Cross street, Newgen Software Technologies, SIPCOT IT Park, Pudupakam, Kanchipuram, Tamil Nadu Pincode: 603103 | TL/MD/2025/000001 | 13-Feb-2025 | ELECTRONICS- MEE Basic Safety and Essential Performance of Medical Electrical Equipment Instability Excluding transport Position Cl.9.4.2.2 of IS 13450 (Part 1) 2018 IEC 60601-1 2012 | Class A
ELETTRA TECH PRIVATE LIMITED Ground Floor, A-38, IKAS Technologies Complex, 2nd Cross street, Newgen Software Technologies, SIPCOT IT Park, Pudupakam, Kanchipuram, Tamil Nadu Pincode: 603103 | TL/MD/2025/000001 | 13-Feb-2025 | ELECTRONICS- MEE Basic Safety and Essential Performance of Medical Electrical Equipment Instability from horizontal and Vertical Forces Cl.9.4.2.3 IS 13450 (Part 1) 2018 IEC 60601-1 2012 | Class A
ELETTRA TECH PRIVATE LIMITED Ground Floor, A-38, IKAS Technologies Complex, 2nd Cross street, Newgen Software Technologies, SIPCOT IT Park, Pudupakam, Kanchipuram, Tamil Nadu Pincode: 603103 | TL/MD/2025/000001 | 13-Feb-2025 | ELECTRONICS- MEE Basic Safety and Essential Performance of Medical Electrical Equipment Instability from horizontal and Vertical Forces Cl.9.4.2.3 of IEC 60601-1 2005 AMD1 201 2 AMD2 2020 | Class A
ELETTRA TECH PRIVATE LIMITED Ground Floor, A-38, IKAS Technologies Complex, 2nd Cross street, Newgen Software Technologies, SIPCOT IT Park, Pudupakam, Kanchipuram, Tamil Nadu Pincode: 603103 | TL/MD/2025/000001 | 13-Feb-2025 | ELECTRONICS- MEE Basic Safety and Essential Performance of Medical Electrical Equipment Instability in transport Position Cl.9.4.2.1 of IEC 60601-1 2005 AMD1 201 2 AMD2 2020 | Class A
ELETTRA TECH PRIVATE LIMITED Ground Floor, A-38, IKAS Technologies Complex, 2nd Cross street, Newgen Software Technologies, SIPCOT IT Park, Pudupakam, Kanchipuram, Tamil Nadu Pincode: 603103 | TL/MD/2025/000001 | 13-Feb-2025 | ELECTRONICS- MEE Basic Safety and Essential Performance of Medical Electrical Equipment Instability in transport Position Cl.9.4.2.1 of IS 13450 (Part 1) 2018 IEC 60601-1 2012 | Class A
ELETTRA TECH PRIVATE LIMITED Ground Floor, A-38, IKAS Technologies Complex, 2nd Cross street, Newgen Software Technologies, SIPCOT IT Park, Pudupakam, Kanchipuram, Tamil Nadu Pincode: 603103 | TL/MD/2025/000001 | 13-Feb-2025 | ELECTRONICS- MEE Basic Safety and Essential Performance of Medical Electrical Equipment Instability in transport Position Cl.9.4.3.1 of IS 13450 (Part 1) 2018 IEC 60601-1 2012 | Class A
ELETTRA TECH PRIVATE LIMITED Ground Floor, A-38, IKAS Technologies Complex, 2nd Cross street, Newgen Software Technologies, SIPCOT IT Park, Pudupakam, Kanchipuram, Tamil Nadu Pincode: 603103 | TL/MD/2025/000001 | 13-Feb-2025 | ELECTRONICS- MEE Basic Safety and Essential Performance of Medical Electrical Equipment Insulation Cl.8.8 of IEC 60601-1 2005 AMD1 2012 AMD2 2020 | Class A
ELETTRA TECH PRIVATE LIMITED Ground Floor, A-38, IKAS Technologies Complex, 2nd Cross street, Newgen Software Technologies, SIPCOT IT Park, Pudupakam, Kanchipuram, Tamil Nadu Pincode: 603103 | TL/MD/2025/000001 | 13-Feb-2025 | ELECTRONICS- MEE Basic Safety and Essential Performance of Medical Electrical Equipment Insulation Cl.8.8 of IS 13450 (Part 1) 2018 IEC 60601-1 2012 | Class A
ELETTRA TECH PRIVATE LIMITED Ground Floor, A-38, IKAS Technologies Complex, 2nd Cross street, Newgen Software Technologies, SIPCOT IT Park, Pudupakam, Kanchipuram, Tamil Nadu Pincode: 603103 | TL/MD/2025/000001 | 13-Feb-2025 | ELECTRONICS- MEE Basic Safety and Essential Performance of Medical Electrical Equipment Intentional exceeding of safety limits Cl.12.4.1 of IEC 60601-1 2005 AMD1 2012 AMD2 2020 | Class A
ELETTRA TECH PRIVATE LIMITED Ground Floor, A-38, IKAS Technologies Complex, 2nd Cross street, Newgen Software Technologies, SIPCOT IT Park, Pudupakam, Kanchipuram, Tamil Nadu Pincode: 603103 | TL/MD/2025/000001 | 13-Feb-2025 | ELECTRONICS- MEE Basic Safety and Essential Performance of Medical Electrical Equipment Intentional exceeding of safety limits Cl.12.4.1 of IS 13450 (Part 1) 2018 IEC 60601-1 2012 | Class A
ELETTRA TECH PRIVATE LIMITED Ground Floor, A-38, IKAS Technologies Complex, 2nd Cross street, Newgen Software Technologies, SIPCOT IT Park, Pudupakam, Kanchipuram, Tamil Nadu Pincode: 603103 | TL/MD/2025/000001 | 13-Feb-2025 | ELECTRONICS- MEE Basic Safety and Essential Performance of Medical Electrical Equipment Interruption and short circuiting of motor capacitors Cl.13.2.9 of IEC 60601-1 2005 AMD1 2012 AMD2 2020 | Class A
ELETTRA TECH PRIVATE LIMITED Ground Floor, A-38, IKAS Technologies Complex, 2nd Cross street, Newgen Software Technologies, SIPCOT IT Park, Pudupakam, Kanchipuram, Tamil Nadu Pincode: 603103 | TL/MD/2025/000001 | 13-Feb-2025 | ELECTRONICS- MEE Basic Safety and Essential Performance of Medical Electrical Equipment Interruption and short circuiting of motor capacitors Cl.13.2.9 of IS 13450 (Part 1) 2018 IEC 60601-1 2012 | Class A
ELETTRA TECH PRIVATE LIMITED Ground Floor, A-38, IKAS Technologies Complex, 2nd Cross street, Newgen Software Technologies, SIPCOT IT Park, Pudupakam, Kanchipuram, Tamil Nadu Pincode: 603103 | TL/MD/2025/000001 | 13-Feb-2025 | ELECTRONICS- MEE Basic Safety and Essential Performance of Medical Electrical Equipment Interruption of the power supply mains to ME Equipment Cl.11.8 of IEC 60601-1 2005 AMD1 2012 AMD2 2020 | Class A
ELETTRA TECH PRIVATE LIMITED Ground Floor, A-38, IKAS Technologies Complex, 2nd Cross street, Newgen Software Technologies, SIPCOT IT Park, Pudupakam, Kanchipuram, Tamil Nadu Pincode: 603103 | TL/MD/2025/000001 | 13-Feb-2025 | ELECTRONICS- MEE Basic Safety and Essential Performance of Medical Electrical Equipment Interruption of the power supply mains to ME Equipment Cl.11.8 of IS 13450 (Part 1) 2018 IEC 60601-1 2012 | Class A
ELETTRA TECH PRIVATE LIMITED Ground Floor, A-38, IKAS Technologies Complex, 2nd Cross street, Newgen Software Technologies, SIPCOT IT Park, Pudupakam, Kanchipuram, Tamil Nadu Pincode: 603103 | TL/MD/2025/000001 | 13-Feb-2025 | ELECTRONICS- MEE Basic Safety and Essential Performance of Medical Electrical Equipment Leakage Currents and patient auxiliary currents Cl.8.7 of IEC 60601-1 2005 AMD1 2012 AMD2 2020 | Class A
ELETTRA TECH PRIVATE LIMITED Ground Floor, A-38, IKAS Technologies Complex, 2nd Cross street, Newgen Software Technologies, SIPCOT IT Park, Pudupakam, Kanchipuram, Tamil Nadu Pincode: 603103 | TL/MD/2025/000001 | 13-Feb-2025 | ELECTRONICS- MEE Basic Safety and Essential Performance of Medical Electrical Equipment Leakage Currents and patient auxiliary currents Cl.8.7 of IS 13450 (Part 1) 2018 IEC 60601-1 2012 | Class A
ELETTRA TECH PRIVATE LIMITED Ground Floor, A-38, IKAS Technologies Complex, 2nd Cross street, Newgen Software Technologies, SIPCOT IT Park, Pudupakam, Kanchipuram, Tamil Nadu Pincode: 603103 | TL/MD/2025/000001 | 13-Feb-2025 | ELECTRONICS- MEE Basic Safety and Essential Performance of Medical Electrical Equipment Leakage of Liquid Cl.13.2.6 of IEC 60601-1 2005 AMD1 2012 AMD2 2020 | Class A
ELETTRA TECH PRIVATE LIMITED Ground Floor, A-38, IKAS Technologies Complex, 2nd Cross street, Newgen Software Technologies, SIPCOT IT Park, Pudupakam, Kanchipuram, Tamil Nadu Pincode: 603103 | TL/MD/2025/000001 | 13-Feb-2025 | ELECTRONICS- MEE Basic Safety and Essential Performance of Medical Electrical Equipment Leakage of Liquid Cl.13.2.6 of IS 13450 (Part 1) 2018 IEC 60601-1 2012 | Class A
ELETTRA TECH PRIVATE LIMITED Ground Floor, A-38, IKAS Technologies Complex, 2nd Cross street, Newgen Software Technologies, SIPCOT IT Park, Pudupakam, Kanchipuram, Tamil Nadu Pincode: 603103 | TL/MD/2025/000001 | 13-Feb-2025 | ELECTRONICS- MEE Basic Safety and Essential Performance of Medical Electrical Equipment Legibility of markings Cl.7.1.3 of IEC 60601-1 2005 AMD1 2012 AMD2 2020 | Class A
ELETTRA TECH PRIVATE LIMITED Ground Floor, A-38, IKAS Technologies Complex, 2nd Cross street, Newgen Software Technologies, SIPCOT IT Park, Pudupakam, Kanchipuram, Tamil Nadu Pincode: 603103 | TL/MD/2025/000001 | 13-Feb-2025 | ELECTRONICS- MEE Basic Safety and Essential Performance of Medical Electrical Equipment Legibility of markings Cl.7.1.3 of IS 13450 (Part 1) 2018 IEC 60601-1 2012 | Class A
ELETTRA TECH PRIVATE LIMITED Ground Floor, A-38, IKAS Technologies Complex, 2nd Cross street, Newgen Software Technologies, SIPCOT IT Park, Pudupakam, Kanchipuram, Tamil Nadu Pincode: 603103 | TL/MD/2025/000001 | 13-Feb-2025 | ELECTRONICS- MEE Basic Safety and Essential Performance of Medical Electrical Equipment Limitations Voltage and energy Cl.8.4 of IEC 60601-1 2005 AMD1 2012 AMD2 2020 | Class A
ELETTRA TECH PRIVATE LIMITED Ground Floor, A-38, IKAS Technologies Complex, 2nd Cross street, Newgen Software Technologies, SIPCOT IT Park, Pudupakam, Kanchipuram, Tamil Nadu Pincode: 603103 | TL/MD/2025/000001 | 13-Feb-2025 | ELECTRONICS- MEE Basic Safety and Essential Performance of Medical Electrical Equipment Limitations Voltage and energy Cl.8.4 of IS 13450 (Part 1) 2018 IEC 60601-1 2012 | Class A
ELETTRA TECH PRIVATE LIMITED Ground Floor, A-38, IKAS Technologies Complex, 2nd Cross street, Newgen Software Technologies, SIPCOT IT Park, Pudupakam, Kanchipuram, Tamil Nadu Pincode: 603103 | TL/MD/2025/000001 | 13-Feb-2025 | ELECTRONICS- MEE Basic Safety and Essential Performance of Medical Electrical Equipment Locking of moving parts Cl.13.2.8 of IEC 60601-1 2005 AMD1 2012 AMD2 2020 | Class A
ELETTRA TECH PRIVATE LIMITED Ground Floor, A-38, IKAS Technologies Complex, 2nd Cross street, Newgen Software Technologies, SIPCOT IT Park, Pudupakam, Kanchipuram, Tamil Nadu Pincode: 603103 | TL/MD/2025/000001 | 13-Feb-2025 | ELECTRONICS- MEE Basic Safety and Essential Performance of Medical Electrical Equipment Locking of moving parts Cl.13.2.8 of IS 13450 (Part 1) 2018 IEC 60601-1 2012 | Class A
ELETTRA TECH PRIVATE LIMITED Ground Floor, A-38, IKAS Technologies Complex, 2nd Cross street, Newgen Software Technologies, SIPCOT IT Park, Pudupakam, Kanchipuram, Tamil Nadu Pincode: 603103 | TL/MD/2025/000001 | 13-Feb-2025 | ELECTRONICS- MEE Basic Safety and Essential Performance of Medical Electrical Equipment MAINS PARTS, Components and layout Cl.8.11 of IEC 60601-1 2005 AMD1 2012 AMD2 2020 | Class A
ELETTRA TECH PRIVATE LIMITED Ground Floor, A-38, IKAS Technologies Complex, 2nd Cross street, Newgen Software Technologies, SIPCOT IT Park, Pudupakam, Kanchipuram, Tamil Nadu Pincode: 603103 | TL/MD/2025/000001 | 13-Feb-2025 | ELECTRONICS- MEE Basic Safety and Essential Performance of Medical Electrical Equipment MAINS PARTS, Components and layout Cl.8.11 of IS 13450 (Part 1) 2018 IEC 60601-1 2012 | Class A
ELETTRA TECH PRIVATE LIMITED Ground Floor, A-38, IKAS Technologies Complex, 2nd Cross street, Newgen Software Technologies, SIPCOT IT Park, Pudupakam, Kanchipuram, Tamil Nadu Pincode: 603103 | TL/MD/2025/000001 | 13-Feb-2025 | ELECTRONICS- MEE Basic Safety and Essential Performance of Medical Electrical Equipment Mains supply transformers Cl.15.5 of IEC 60601-1 2005 AMD1 2012 AMD2 2020 | Class A
ELETTRA TECH PRIVATE LIMITED Ground Floor, A-38, IKAS Technologies Complex, 2nd Cross street, Newgen Software Technologies, SIPCOT IT Park, Pudupakam, Kanchipuram, Tamil Nadu Pincode: 603103 | TL/MD/2025/000001 | 13-Feb-2025 | ELECTRONICS- MEE Basic Safety and Essential Performance of Medical Electrical Equipment Mains supply transformers Cl.15.5 of IS 13450 (Part 1) 2018 IEC 60601-1 2012 | Class A
ELETTRA TECH PRIVATE LIMITED Ground Floor, A-38, IKAS Technologies Complex, 2nd Cross street, Newgen Software Technologies, SIPCOT IT Park, Pudupakam, Kanchipuram, Tamil Nadu Pincode: 603103 | TL/MD/2025/000001 | 13-Feb-2025 | ELECTRONICS- MEE Basic Safety and Essential Performance of Medical Electrical Equipment Mechanical Hazard associated with moving parts Cl.9.2 of IEC 60601-1 2005 AMD1 2012 AMD2 2020 | Class A
ELETTRA TECH PRIVATE LIMITED Ground Floor, A-38, IKAS Technologies Complex, 2nd Cross street, Newgen Software Technologies, SIPCOT IT Park, Pudupakam, Kanchipuram, Tamil Nadu Pincode: 603103 | TL/MD/2025/000001 | 13-Feb-2025 | ELECTRONICS- MEE Basic Safety and Essential Performance of Medical Electrical Equipment Mechanical Hazard associated with moving parts Cl.9.2 of IS 13450 (Part 1) 2018 IEC 60601-1 2012 | Class A
ELETTRA TECH PRIVATE LIMITED Ground Floor, A-38, IKAS Technologies Complex, 2nd Cross street, Newgen Software Technologies, SIPCOT IT Park, Pudupakam, Kanchipuram, Tamil Nadu Pincode: 603103 | TL/MD/2025/000001 | 13-Feb-2025 | ELECTRONICS- MEE Basic Safety and Essential Performance of Medical Electrical Equipment Mechanical Hazards of ME Equipment Cl.9.1 of IEC 60601-1 2005 AMD1 2012 AMD2 2020 | Class A
ELETTRA TECH PRIVATE LIMITED Ground Floor, A-38, IKAS Technologies Complex, 2nd Cross street, Newgen Software Technologies, SIPCOT IT Park, Pudupakam, Kanchipuram, Tamil Nadu Pincode: 603103 | TL/MD/2025/000001 | 13-Feb-2025 | ELECTRONICS- MEE Basic Safety and Essential Performance of Medical Electrical Equipment Mechanical Hazards of ME Equipment Cl.9.1 of IS 13450 (Part 1) 2018 IEC 60601-1 2012 | Class A
ELETTRA TECH PRIVATE LIMITED Ground Floor, A-38, IKAS Technologies Complex, 2nd Cross street, Newgen Software Technologies, SIPCOT IT Park, Pudupakam, Kanchipuram, Tamil Nadu Pincode: 603103 | TL/MD/2025/000001 | 13-Feb-2025 | ELECTRONICS- MEE Basic Safety and Essential Performance of Medical Electrical Equipment Mechanical Strength and resistance to heat Cl.8.8.4.1 of IEC 60601-1 2005 AMD1 2012 AMD2 2020 | Class A
ELETTRA TECH PRIVATE LIMITED Ground Floor, A-38, IKAS Technologies Complex, 2nd Cross street, Newgen Software Technologies, SIPCOT IT Park, Pudupakam, Kanchipuram, Tamil Nadu Pincode: 603103 | TL/MD/2025/000001 | 13-Feb-2025 | ELECTRONICS- MEE Basic Safety and Essential Performance of Medical Electrical Equipment Mechanical Strength and resistance to heat Cl.8.8.4.1 of IS 13450 (Part 1) 2018 IEC 60601-1 2012 | Class A
ELETTRA TECH PRIVATE LIMITED Ground Floor, A-38, IKAS Technologies Complex, 2nd Cross street, Newgen Software Technologies, SIPCOT IT Park, Pudupakam, Kanchipuram, Tamil Nadu Pincode: 603103 | TL/MD/2025/000001 | 13-Feb-2025 | ELECTRONICS- MEE Basic Safety and Essential Performance of Medical Electrical Equipment Mechanical Strength Cl.15.3 of IEC 60601-1 2005 AMD1 2012 AMD2 2020 | Class A
ELETTRA TECH PRIVATE LIMITED Ground Floor, A-38, IKAS Technologies Complex, 2nd Cross street, Newgen Software Technologies, SIPCOT IT Park, Pudupakam, Kanchipuram, Tamil Nadu Pincode: 603103 | TL/MD/2025/000001 | 13-Feb-2025 | ELECTRONICS- MEE Basic Safety and Essential Performance of Medical Electrical Equipment Mechanical Strength Cl.15.3 of IS 13450 (Part 1) 2018 IEC 60601-1 2012 | Class A
ELETTRA TECH PRIVATE LIMITED Ground Floor, A-38, IKAS Technologies Complex, 2nd Cross street, Newgen Software Technologies, SIPCOT IT Park, Pudupakam, Kanchipuram, Tamil Nadu Pincode: 603103 | TL/MD/2025/000001 | 13-Feb-2025 | ELECTRONICS- MEE Basic Safety and Essential Performance of Medical Electrical Equipment ME equipment identification, marking and documents Cl.7.0 of IS 13450 (Part 1) 2018 IEC 60601-1 2012 | Class A
ELETTRA TECH PRIVATE LIMITED Ground Floor, A-38, IKAS Technologies Complex, 2nd Cross street, Newgen Software Technologies, SIPCOT IT Park, Pudupakam, Kanchipuram, Tamil Nadu Pincode: 603103 | TL/MD/2025/000001 | 13-Feb-2025 | ELECTRONICS- MEE Basic Safety and Essential Performance of Medical Electrical Equipment ME EQUIPMENT or ME SYSTEM Parts that contact the PATIENT Cl.4.7 of IEC 60601-1 2005 AMD1 2012 AMD2 2020 | Class A
ELETTRA TECH PRIVATE LIMITED Ground Floor, A-38, IKAS Technologies Complex, 2nd Cross street, Newgen Software Technologies, SIPCOT IT Park, Pudupakam, Kanchipuram, Tamil Nadu Pincode: 603103 | TL/MD/2025/000001 | 13-Feb-2025 | ELECTRONICS- MEE Basic Safety and Essential Performance of Medical Electrical Equipment ME EQUIPMENT or ME SYSTEM Parts that contact the PATIENT Cl.4.7 of IS 13450 (Part 1) 2018 IEC 60601-1 2012 | Class A
ELETTRA TECH PRIVATE LIMITED Ground Floor, A-38, IKAS Technologies Complex, 2nd Cross street, Newgen Software Technologies, SIPCOT IT Park, Pudupakam, Kanchipuram, Tamil Nadu Pincode: 603103 | TL/MD/2025/000001 | 13-Feb-2025 | ELECTRONICS- MEE Basic Safety and Essential Performance of Medical Electrical Equipment ME SYSTEMS Cl.16 of IEC 60601-1 2005 AMD1 2012 AMD2 2020 | Class A
ELETTRA TECH PRIVATE LIMITED Ground Floor, A-38, IKAS Technologies Complex, 2nd Cross street, Newgen Software Technologies, SIPCOT IT Park, Pudupakam, Kanchipuram, Tamil Nadu Pincode: 603103 | TL/MD/2025/000001 | 13-Feb-2025 | ELECTRONICS- MEE Basic Safety and Essential Performance of Medical Electrical Equipment ME SYSTEMS Cl.16 of IS 13450 (Part 1) 2018 IEC 60601-1 2012 | Class A
ELETTRA TECH PRIVATE LIMITED Ground Floor, A-38, IKAS Technologies Complex, 2nd Cross street, Newgen Software Technologies, SIPCOT IT Park, Pudupakam, Kanchipuram, Tamil Nadu Pincode: 603103 | TL/MD/2025/000001 | 13-Feb-2025 | ELECTRONICS- MEE Basic Safety and Essential Performance of Medical Electrical Equipment Mode of operation Cl.6.6 of IEC 60601-1 2005 AMD1 2012 AMD2 2020 | Class A
ELETTRA TECH PRIVATE LIMITED Ground Floor, A-38, IKAS Technologies Complex, 2nd Cross street, Newgen Software Technologies, SIPCOT IT Park, Pudupakam, Kanchipuram, Tamil Nadu Pincode: 603103 | TL/MD/2025/000001 | 13-Feb-2025 | ELECTRONICS- MEE Basic Safety and Essential Performance of Medical Electrical Equipment Mode of operation Cl.6.6 of IS 13450 (Part 1) 2018 IEC 60601-1 2012 | Class A
ELETTRA TECH PRIVATE LIMITED Ground Floor, A-38, IKAS Technologies Complex, 2nd Cross street, Newgen Software Technologies, SIPCOT IT Park, Pudupakam, Kanchipuram, Tamil Nadu Pincode: 603103 | TL/MD/2025/000001 | 13-Feb-2025 | ELECTRONICS- MEE Basic Safety and Essential Performance of Medical Electrical Equipment Mould Stress Relief test Cl.15.3.6 of IEC 60601-1 2005 AMD1 2012 AMD2 2020 | Class A
ELETTRA TECH PRIVATE LIMITED Ground Floor, A-38, IKAS Technologies Complex, 2nd Cross street, Newgen Software Technologies, SIPCOT IT Park, Pudupakam, Kanchipuram, Tamil Nadu Pincode: 603103 | TL/MD/2025/000001 | 13-Feb-2025 | ELECTRONICS- MEE Basic Safety and Essential Performance of Medical Electrical Equipment Mould Stress Relief test Cl.15.3.6 of IS 13450 (Part 1) 2018 IEC 60601-1 2012 | Class A
ELETTRA TECH PRIVATE LIMITED Ground Floor, A-38, IKAS Technologies Complex, 2nd Cross street, Newgen Software Technologies, SIPCOT IT Park, Pudupakam, Kanchipuram, Tamil Nadu Pincode: 603103 | TL/MD/2025/000001 | 13-Feb-2025 | ELECTRONICS- MEE Basic Safety and Essential Performance of Medical Electrical Equipment Movement over a threshold Cl.9.4.2.4.3 of IEC 60601-1 2005 AMD1 2012 AMD2 2020 | Class A
ELETTRA TECH PRIVATE LIMITED Ground Floor, A-38, IKAS Technologies Complex, 2nd Cross street, Newgen Software Technologies, SIPCOT IT Park, Pudupakam, Kanchipuram, Tamil Nadu Pincode: 603103 | TL/MD/2025/000001 | 13-Feb-2025 | ELECTRONICS- MEE Basic Safety and Essential Performance of Medical Electrical Equipment Movement over a threshold Cl.9.4.2.4.3 of IS 13450 (Part 1) 2018 IEC 60601-1 2012 | Class A
ELETTRA TECH PRIVATE LIMITED Ground Floor, A-38, IKAS Technologies Complex, 2nd Cross street, Newgen Software Technologies, SIPCOT IT Park, Pudupakam, Kanchipuram, Tamil Nadu Pincode: 603103 | TL/MD/2025/000001 | 13-Feb-2025 | ELECTRONICS- MEE Basic Safety and Essential Performance of Medical Electrical Equipment Overheating of transformers in ME EQUIPMENT Cl.13.2.3 of IEC 60601-1 2005 AMD1 2012 AMD2 2020 | Class A
ELETTRA TECH PRIVATE LIMITED Ground Floor, A-38, IKAS Technologies Complex, 2nd Cross street, Newgen Software Technologies, SIPCOT IT Park, Pudupakam, Kanchipuram, Tamil Nadu Pincode: 603103 | TL/MD/2025/000001 | 13-Feb-2025 | ELECTRONICS- MEE Basic Safety and Essential Performance of Medical Electrical Equipment Overheating of transformers in ME EQUIPMENT Cl.13.2.3 of IS 13450 (Part 1) 2018 IEC 60601-1 2012 | Class A
ELETTRA TECH PRIVATE LIMITED Ground Floor, A-38, IKAS Technologies Complex, 2nd Cross street, Newgen Software Technologies, SIPCOT IT Park, Pudupakam, Kanchipuram, Tamil Nadu Pincode: 603103 | TL/MD/2025/000001 | 13-Feb-2025 | ELECTRONICS- MEE Basic Safety and Essential Performance of Medical Electrical Equipment Power input Cl.4.11 of IEC 60601-1 2005 AMD1 2012 AMD2 2020 | Class A
ELETTRA TECH PRIVATE LIMITED Ground Floor, A-38, IKAS Technologies Complex, 2nd Cross street, Newgen Software Technologies, SIPCOT IT Park, Pudupakam, Kanchipuram, Tamil Nadu Pincode: 603103 | TL/MD/2025/000001 | 13-Feb-2025 | ELECTRONICS- MEE Basic Safety and Essential Performance of Medical Electrical Equipment Power input Cl.4.11 of IS 13450 (Part 1) 2018 IEC 60601-1 2012 | Class A
ELETTRA TECH PRIVATE LIMITED Ground Floor, A-38, IKAS Technologies Complex, 2nd Cross street, Newgen Software Technologies, SIPCOT IT Park, Pudupakam, Kanchipuram, Tamil Nadu Pincode: 603103 | TL/MD/2025/000001 | 13-Feb-2025 | ELECTRONICS- MEE Basic Safety and Essential Performance of Medical Electrical Equipment Push Test Cl.15.3.2 of IEC 60601-1 2005 AMD1 2012 AMD2 2020 | Class A
ELETTRA TECH PRIVATE LIMITED Ground Floor, A-38, IKAS Technologies Complex, 2nd Cross street, Newgen Software Technologies, SIPCOT IT Park, Pudupakam, Kanchipuram, Tamil Nadu Pincode: 603103 | TL/MD/2025/000001 | 13-Feb-2025 | ELECTRONICS- MEE Basic Safety and Essential Performance of Medical Electrical Equipment Push Test Cl.15.3.2 of IS 13450 (Part 1) 2018 IEC 60601-1 2012 | Class A
ELETTRA TECH PRIVATE LIMITED Ground Floor, A-38, IKAS Technologies Complex, 2nd Cross street, Newgen Software Technologies, SIPCOT IT Park, Pudupakam, Kanchipuram, Tamil Nadu Pincode: 603103 | TL/MD/2025/000001 | 13-Feb-2025 | ELECTRONICS- MEE Basic Safety and Essential Performance of Medical Electrical Equipment Radiotherapy equipment Cl.12.4.5.3 of IEC 60601-1 2005 AMD1 2012 AMD2 2020 | Class A
ELETTRA TECH PRIVATE LIMITED Ground Floor, A-38, IKAS Technologies Complex, 2nd Cross street, Newgen Software Technologies, SIPCOT IT Park, Pudupakam, Kanchipuram, Tamil Nadu Pincode: 603103 | TL/MD/2025/000001 | 13-Feb-2025 | ELECTRONICS- MEE Basic Safety and Essential Performance of Medical Electrical Equipment Radiotherapy equipment Cl.12.4.5.3 of IS 13450 (Part 1) 2018 IEC 60601-1 2012 | Class A
ELETTRA TECH PRIVATE LIMITED Ground Floor, A-38, IKAS Technologies Complex, 2nd Cross street, Newgen Software Technologies, SIPCOT IT Park, Pudupakam, Kanchipuram, Tamil Nadu Pincode: 603103 | TL/MD/2025/000001 | 13-Feb-2025 | ELECTRONICS- MEE Basic Safety and Essential Performance of Medical Electrical Equipment Requirements related to Power Sources Cl.8.2 of IEC 60601-1 2005 AMD1 2012 AMD2 2020 | Class A
ELETTRA TECH PRIVATE LIMITED Ground Floor, A-38, IKAS Technologies Complex, 2nd Cross street, Newgen Software Technologies, SIPCOT IT Park, Pudupakam, Kanchipuram, Tamil Nadu Pincode: 603103 | TL/MD/2025/000001 | 13-Feb-2025 | ELECTRONICS- MEE Basic Safety and Essential Performance of Medical Electrical Equipment Requirements related to Power Sources Cl.8.2 of IS 13450 (Part 1) 2018 IEC 60601-1 2012 | Class A
ELETTRA TECH PRIVATE LIMITED Ground Floor, A-38, IKAS Technologies Complex, 2nd Cross street, Newgen Software Technologies, SIPCOT IT Park, Pudupakam, Kanchipuram, Tamil Nadu Pincode: 603103 | TL/MD/2025/000001 | 13-Feb-2025 | ELECTRONICS- MEE Basic Safety and Essential Performance of Medical Electrical Equipment Rough Handling test Cl.15.3.5 of IEC 60601-1 2005 AMD1 2012 AMD2 2020 | Class A
ELETTRA TECH PRIVATE LIMITED Ground Floor, A-38, IKAS Technologies Complex, 2nd Cross street, Newgen Software Technologies, SIPCOT IT Park, Pudupakam, Kanchipuram, Tamil Nadu Pincode: 603103 | TL/MD/2025/000001 | 13-Feb-2025 | ELECTRONICS- MEE Basic Safety and Essential Performance of Medical Electrical Equipment Rough Handling test Cl.15.3.5 of IS 13450 (Part 1) 2018 IEC 60601-1 2012 | Class A
ELETTRA TECH PRIVATE LIMITED Ground Floor, A-38, IKAS Technologies Complex, 2nd Cross street, Newgen Software Technologies, SIPCOT IT Park, Pudupakam, Kanchipuram, Tamil Nadu Pincode: 603103 | TL/MD/2025/000001 | 13-Feb-2025 | ELECTRONICS- MEE Basic Safety and Essential Performance of Medical Electrical Equipment Separation of Parts Cl.8.5 IEC 60601-1 2005 AMD1 2012 AMD2 2020 | Class A
ELETTRA TECH PRIVATE LIMITED Ground Floor, A-38, IKAS Technologies Complex, 2nd Cross street, Newgen Software Technologies, SIPCOT IT Park, Pudupakam, Kanchipuram, Tamil Nadu Pincode: 603103 | TL/MD/2025/000001 | 13-Feb-2025 | ELECTRONICS- MEE Basic Safety and Essential Performance of Medical Electrical Equipment Separation of Parts Cl.8.5 of IS 13450 (Part 1) 2018 IEC 60601-1 2012 | Class A
ELETTRA TECH PRIVATE LIMITED Ground Floor, A-38, IKAS Technologies Complex, 2nd Cross street, Newgen Software Technologies, SIPCOT IT Park, Pudupakam, Kanchipuram, Tamil Nadu Pincode: 603103 | TL/MD/2025/000001 | 13-Feb-2025 | ELECTRONICS- MEE Basic Safety and Essential Performance of Medical Electrical Equipment Serviceability Cl.15.2 of IEC 60601-1 2005 AMD1 2012 AMD2 2020 | Class A
ELETTRA TECH PRIVATE LIMITED Ground Floor, A-38, IKAS Technologies Complex, 2nd Cross street, Newgen Software Technologies, SIPCOT IT Park, Pudupakam, Kanchipuram, Tamil Nadu Pincode: 603103 | TL/MD/2025/000001 | 13-Feb-2025 | ELECTRONICS- MEE Basic Safety and Essential Performance of Medical Electrical Equipment Serviceability Cl.15.2 of IS 13450 (Part 1) 2018 IEC 60601-1 2012 | Class A
ELETTRA TECH PRIVATE LIMITED Ground Floor, A-38, IKAS Technologies Complex, 2nd Cross street, Newgen Software Technologies, SIPCOT IT Park, Pudupakam, Kanchipuram, Tamil Nadu Pincode: 603103 | TL/MD/2025/000001 | 13-Feb-2025 | ELECTRONICS- MEE Basic Safety and Essential Performance of Medical Electrical Equipment SINGLE FAULT CONDITION for ME EQUIPMENT Cl.4.7 of IEC 60601-1 2005 AMD1 2012 AMD2 2020 | Class A
ELETTRA TECH PRIVATE LIMITED Ground Floor, A-38, IKAS Technologies Complex, 2nd Cross street, Newgen Software Technologies, SIPCOT IT Park, Pudupakam, Kanchipuram, Tamil Nadu Pincode: 603103 | TL/MD/2025/000001 | 13-Feb-2025 | ELECTRONICS- MEE Basic Safety and Essential Performance of Medical Electrical Equipment SINGLE FAULT CONDITION for ME EQUIPMENT Cl.4.7 of IS 13450 (Part 1) 2018 IEC 60601-1 2012 | Class A
ELETTRA TECH PRIVATE LIMITED Ground Floor, A-38, IKAS Technologies Complex, 2nd Cross street, Newgen Software Technologies, SIPCOT IT Park, Pudupakam, Kanchipuram, Tamil Nadu Pincode: 603103 | TL/MD/2025/000001 | 13-Feb-2025 | ELECTRONICS- MEE Basic Safety and Essential Performance of Medical Electrical Equipment SINGLE FAULT CONDITIONS Cl.13.2 of IEC 60601-1 2005 AMD1 2012 AMD2 2020 | Class A
ELETTRA TECH PRIVATE LIMITED Ground Floor, A-38, IKAS Technologies Complex, 2nd Cross street, Newgen Software Technologies, SIPCOT IT Park, Pudupakam, Kanchipuram, Tamil Nadu Pincode: 603103 | TL/MD/2025/000001 | 13-Feb-2025 | ELECTRONICS- MEE Basic Safety and Essential Performance of Medical Electrical Equipment SINGLE FAULT CONDITIONS Cl.13.2 of IS 13450 (Part 1) 2018 IEC 60601-1 2012 | Class A
ELETTRA TECH PRIVATE LIMITED Ground Floor, A-38, IKAS Technologies Complex, 2nd Cross street, Newgen Software Technologies, SIPCOT IT Park, Pudupakam, Kanchipuram, Tamil Nadu Pincode: 603103 | TL/MD/2025/000001 | 13-Feb-2025 | ELECTRONICS- MEE Basic Safety and Essential Performance of Medical Electrical Equipment Specific MECHANICAL HAZARDS Cl.13.1.4 of IEC 60601-1 2005 AMD1 2012 AMD2 2020 | Class A
ELETTRA TECH PRIVATE LIMITED Ground Floor, A-38, IKAS Technologies Complex, 2nd Cross street, Newgen Software Technologies, SIPCOT IT Park, Pudupakam, Kanchipuram, Tamil Nadu Pincode: 603103 | TL/MD/2025/000001 | 13-Feb-2025 | ELECTRONICS- MEE Basic Safety and Essential Performance of Medical Electrical Equipment Specific MECHANICAL HAZARDS Cl.13.1.4 of IS 13450 (Part 1) 2018 IEC 60601-1 2012 | Class A
ELETTRA TECH PRIVATE LIMITED Ground Floor, A-38, IKAS Technologies Complex, 2nd Cross street, Newgen Software Technologies, SIPCOT IT Park, Pudupakam, Kanchipuram, Tamil Nadu Pincode: 603103 | TL/MD/2025/000001 | 13-Feb-2025 | ELECTRONICS- MEE Basic Safety and Essential Performance of Medical Electrical Equipment Systems with MECHANICAL PROTECTIVE DEVICES Cl.9.8.4 of IEC 60601-1 2005 AMD1 2012 AMD2 2020 | Class A
ELETTRA TECH PRIVATE LIMITED Ground Floor, A-38, IKAS Technologies Complex, 2nd Cross street, Newgen Software Technologies, SIPCOT IT Park, Pudupakam, Kanchipuram, Tamil Nadu Pincode: 603103 | TL/MD/2025/000001 | 13-Feb-2025 | ELECTRONICS- MEE Basic Safety and Essential Performance of Medical Electrical Equipment Systems with MECHANICAL PROTECTIVE DEVICES Cl.9.8.4 of IS 13450 (Part 1) 2018 IEC 60601-1 2012 | Class A
ELETTRA TECH PRIVATE LIMITED Ground Floor, A-38, IKAS Technologies Complex, 2nd Cross street, Newgen Software Technologies, SIPCOT IT Park, Pudupakam, Kanchipuram, Tamil Nadu Pincode: 603103 | TL/MD/2025/000001 | 13-Feb-2025 | ELECTRONICS- MEE Basic Safety and Essential Performance of Medical Electrical Equipment Temperature and overload control devices Cl.15.4.2 of IEC 60601-1 2005 AMD1 2012 AMD2 2020 | Class A
ELETTRA TECH PRIVATE LIMITED Ground Floor, A-38, IKAS Technologies Complex, 2nd Cross street, Newgen Software Technologies, SIPCOT IT Park, Pudupakam, Kanchipuram, Tamil Nadu Pincode: 603103 | TL/MD/2025/000001 | 13-Feb-2025 | ELECTRONICS- MEE Basic Safety and Essential Performance of Medical Electrical Equipment Temperature and overload control devices Cl.15.4.2 of IS 13450 (Part 1) 2018 IEC 60601-1 2012 | Class A
ELETTRA TECH PRIVATE LIMITED Ground Floor, A-38, IKAS Technologies Complex, 2nd Cross street, Newgen Software Technologies, SIPCOT IT Park, Pudupakam, Kanchipuram, Tamil Nadu Pincode: 603103 | TL/MD/2025/000001 | 13-Feb-2025 | ELECTRONICS- MEE Basic Safety and Essential Performance of Medical Electrical Equipment USABILITY of ME EQUIPMENT Cl.12.2 of IEC 60601-1 2005 AMD1 2012 AMD2 2020 | Class A
ELETTRA TECH PRIVATE LIMITED Ground Floor, A-38, IKAS Technologies Complex, 2nd Cross street, Newgen Software Technologies, SIPCOT IT Park, Pudupakam, Kanchipuram, Tamil Nadu Pincode: 603103 | TL/MD/2025/000001 | 13-Feb-2025 | ELECTRONICS- MEE Basic Safety and Essential Performance of Medical Electrical Equipment USABILITY of ME EQUIPMENT Cl.12.2 of IS 13450 (Part 1) 2018 IEC 60601-1 2012 | Class A
ELETTRA TECH PRIVATE LIMITED Ground Floor, A-38, IKAS Technologies Complex, 2nd Cross street, Newgen Software Technologies, SIPCOT IT Park, Pudupakam, Kanchipuram, Tamil Nadu Pincode: 603103 | TL/MD/2025/000001 | 13-Feb-2025 | ELECTRONICS- MEE Basic Safety and Essential Performance of MEE Alternative Risk Control Measures or test methods for MEE or MESs Cl.4.5 IS 13450 (Part 1) 2018 IEC60601-1 2012 | Class A
ELETTRA TECH PRIVATE LIMITED Ground Floor, A-38, IKAS Technologies Complex, 2nd Cross street, Newgen Software Technologies, SIPCOT IT Park, Pudupakam, Kanchipuram, Tamil Nadu Pincode: 603103 | TL/MD/2025/000001 | 13-Feb-2025 | ELECTRONICS- MEE Basic Safety and Essential Performance of MEE Alternative Risk Control Measures or test methods for MEE or MESs Cl. 4.5 of IEC 60601-1 2005 AMD1 201 2 AMD2 2020 | Class A
ELETTRA TECH PRIVATE LIMITED Ground Floor, A-38, IKAS Technologies Complex, 2nd Cross street, Newgen Software Technologies, SIPCOT IT Park, Pudupakam, Kanchipuram, Tamil Nadu Pincode: 603103 | TL/MD/2025/000001 | 13-Feb-2025 | ELECTRONICS- MEE Basic Safety and Essential Performance of MEE Compatibility with substances used with the ME EQUIPMENT Cl.11.6.8 of IS 13450 (Part 1) 2018 IEC60601-1 2012 | Class A
ELETTRA TECH PRIVATE LIMITED Ground Floor, A-38, IKAS Technologies Complex, 2nd Cross street, Newgen Software Technologies, SIPCOT IT Park, Pudupakam, Kanchipuram, Tamil Nadu Pincode: 603103 | TL/MD/2025/000001 | 13-Feb-2025 | ELECTRONICS- MEE Basic Safety and Essential Performance of MEE Cord-connected hand- held and foot operated control devices Cl.15.4.7 IEC 60601-1 2005 AMD1 201 2 AMD2 2020 (Except 15.4.7.3) | Class A
ELETTRA TECH PRIVATE LIMITED Ground Floor, A-38, IKAS Technologies Complex, 2nd Cross street, Newgen Software Technologies, SIPCOT IT Park, Pudupakam, Kanchipuram, Tamil Nadu Pincode: 603103 | TL/MD/2025/000001 | 13-Feb-2025 | ELECTRONICS- MEE Basic Safety and Essential Performance of MEE Cord-connected hand- held and foot operated control devices Cl.15.4.7 IS 13450 (Part 1) 2018 IEC60601-1 2012 (Except 15.4.7.3) | Class A
ELETTRA TECH PRIVATE LIMITED Ground Floor, A-38, IKAS Technologies Complex, 2nd Cross street, Newgen Software Technologies, SIPCOT IT Park, Pudupakam, Kanchipuram, Tamil Nadu Pincode: 603103 | TL/MD/2025/000001 | 13-Feb-2025 | ELECTRONICS- MEE Basic Safety and Essential Performance of MEE Emissions, Deformation of ENCLOSURE or exceeding maximum temperature Cl.13.1.2 of IEC 60601-1 2005 AMD1 201 2 AMD2 2020 | Class A
ELETTRA TECH PRIVATE LIMITED Ground Floor, A-38, IKAS Technologies Complex, 2nd Cross street, Newgen Software Technologies, SIPCOT IT Park, Pudupakam, Kanchipuram, Tamil Nadu Pincode: 603103 | TL/MD/2025/000001 | 13-Feb-2025 | ELECTRONICS- MEE Basic Safety and Essential Performance of MEE Emissions, Deformation of ENCLOSURE or exceeding maximum temperature Cl.13.1.2 of IS 13450 (Part 1) 2018 IEC 60601-1 2012 | Class A
ELETTRA TECH PRIVATE LIMITED Ground Floor, A-38, IKAS Technologies Complex, 2nd Cross street, Newgen Software Technologies, SIPCOT IT Park, Pudupakam, Kanchipuram, Tamil Nadu Pincode: 603103 | TL/MD/2025/000001 | 13-Feb-2025 | ELECTRONICS- MEE Basic Safety and Essential Performance of MEE Failure of parts that might result in a MECHANICAL HAZARD Cl.13.2.12 of IEC 60601-1 2005 AMD1 201 2 AMD2 2020, | Class A
ELETTRA TECH PRIVATE LIMITED Ground Floor, A-38, IKAS Technologies Complex, 2nd Cross street, Newgen Software Technologies, SIPCOT IT Park, Pudupakam, Kanchipuram, Tamil Nadu Pincode: 603103 | TL/MD/2025/000001 | 13-Feb-2025 | ELECTRONICS- MEE Basic Safety and Essential Performance of MEE Failure of parts that might result in a MECHANICAL HAZARD Cl.13.2.12 of IS 13450 (Part 1) 2018 IEC60601-1 2012 | Class A
ELETTRA TECH PRIVATE LIMITED Ground Floor, A-38, IKAS Technologies Complex, 2nd Cross street, Newgen Software Technologies, SIPCOT IT Park, Pudupakam, Kanchipuram, Tamil Nadu Pincode: 603103 | TL/MD/2025/000001 | 13-Feb-2025 | ELECTRONICS- MEE Basic Safety and Essential Performance of MEE Mechanical Hazard associated with Surfaces, Corners and edges Cl.9.3 of IEC 60601-1 2005 AMD1 2012 AMD2 2020 | Class A
ELETTRA TECH PRIVATE LIMITED Ground Floor, A-38, IKAS Technologies Complex, 2nd Cross street, Newgen Software Technologies, SIPCOT IT Park, Pudupakam, Kanchipuram, Tamil Nadu Pincode: 603103 | TL/MD/2025/000001 | 13-Feb-2025 | ELECTRONICS- MEE Basic Safety and Essential Performance of MEE Mechanical Hazard associated with Surfaces, Corners and edges Cl.9.3 of IS 13450 (Part 1) 2018 IEC 60601-1 2012 | Class A
ELETTRA TECH PRIVATE LIMITED Ground Floor, A-38, IKAS Technologies Complex, 2nd Cross street, Newgen Software Technologies, SIPCOT IT Park, Pudupakam, Kanchipuram, Tamil Nadu Pincode: 603103 | TL/MD/2025/000001 | 13-Feb-2025 | ELECTRONICS- MEE Basic Safety and Essential Performance of MEE MEE and ME SYSTEMS intended for use in conjunction with flammable agents Cl.11.5 of IS 13450 (Part 1) 2018 IEC 60601-1 2012 | Class A
ELETTRA TECH PRIVATE LIMITED Ground Floor, A-38, IKAS Technologies Complex, 2nd Cross street, Newgen Software Technologies, SIPCOT IT Park, Pudupakam, Kanchipuram, Tamil Nadu Pincode: 603103 | TL/MD/2025/000001 | 13-Feb-2025 | ELECTRONICS- MEE Basic Safety and Essential Performance of MEE ME EQUIPMENT and ME SYSTEMS intended for use in conjunction with flammable agents Cl.11.5 of IEC 60601-1 2005 AMD1 2012 AMD2 2020 | Class A
ELETTRA TECH PRIVATE LIMITED Ground Floor, A-38, IKAS Technologies Complex, 2nd Cross street, Newgen Software Technologies, SIPCOT IT Park, Pudupakam, Kanchipuram, Tamil Nadu Pincode: 603103 | TL/MD/2025/000001 | 13-Feb-2025 | ELECTRONICS- MEE Basic Safety and Essential Performance of MEE ME EQUIPMENT and ME SYSTEMS intended for use with flammable anaesthetics Cl.11.4 of IEC 60601-1 2005 AMD1 201 2 AMD2 2020 | Class A
ELETTRA TECH PRIVATE LIMITED Ground Floor, A-38, IKAS Technologies Complex, 2nd Cross street, Newgen Software Technologies, SIPCOT IT Park, Pudupakam, Kanchipuram, Tamil Nadu Pincode: 603103 | TL/MD/2025/000001 | 13-Feb-2025 | ELECTRONICS- MEE Basic Safety and Essential Performance of MEE ME EQUIPMENT and ME SYSTEMS intended for use with flammable anaesthetics Cl.11.4 of IS 13450 (Part 1) 2018 IEC 60601-1 2012 | Class A
ELETTRA TECH PRIVATE LIMITED Ground Floor, A-38, IKAS Technologies Complex, 2nd Cross street, Newgen Software Technologies, SIPCOT IT Park, Pudupakam, Kanchipuram, Tamil Nadu Pincode: 603103 | TL/MD/2025/000001 | 13-Feb-2025 | ELECTRONICS- MEE Basic Safety and Essential Performance of MEE ME equipment identification, marking and documents Cl.7.0 of IEC 60601-1 2005 AMD1 2012 AMD2 2020 | Class A
ELETTRA TECH PRIVATE LIMITED Ground Floor, A-38, IKAS Technologies Complex, 2nd Cross street, Newgen Software Technologies, SIPCOT IT Park, Pudupakam, Kanchipuram, Tamil Nadu Pincode: 603103 | TL/MD/2025/000001 | 13-Feb-2025 | ELECTRONICS- MEE Basic Safety and Essential Performance of MEE Other ME EQUIPMENT producing diagnostic or therapeutic radiation Cl.12.4.5.4 of IEC 60601-1 2005 AMD1 2012 AMD2 2020 | Class A
ELETTRA TECH PRIVATE LIMITED Ground Floor, A-38, IKAS Technologies Complex, 2nd Cross street, Newgen Software Technologies, SIPCOT IT Park, Pudupakam, Kanchipuram, Tamil Nadu Pincode: 603103 | TL/MD/2025/000001 | 13-Feb-2025 | ELECTRONICS- MEE Basic Safety and Essential Performance of MEE Other ME EQUIPMENT producing diagnostic or therapeutic radiation Cl.12.4.5.4 of IS 13450 (Part 1) 2018 IEC 60601-1 2012 | Class A
ELETTRA TECH PRIVATE LIMITED Ground Floor, A-38, IKAS Technologies Complex, 2nd Cross street, Newgen Software Technologies, SIPCOT IT Park, Pudupakam, Kanchipuram, Tamil Nadu Pincode: 603103 | TL/MD/2025/000001 | 13-Feb-2025 | ELECTRONICS- MEE Basic Safety and Essential Performance of MEE Pressure Vessels and Parts subject to pneumatic and hydraulic pressure Cl.9.7 (Except 9.7.5) IS 13450 (Part 1) 2018 IEC 60601-1 2012 | Class A
ELETTRA TECH PRIVATE LIMITED Ground Floor, A-38, IKAS Technologies Complex, 2nd Cross street, Newgen Software Technologies, SIPCOT IT Park, Pudupakam, Kanchipuram, Tamil Nadu Pincode: 603103 | TL/MD/2025/000001 | 13-Feb-2025 | ELECTRONICS- MEE Basic Safety and Essential Performance of MEE Pressure Vessels and Parts subject to pneumatic and hydraulic pressure Cl.9.7 (Except 9.7.5) of IEC 60601-1 2005 A1 2012 A2 2020 | Class A
ELETTRA TECH PRIVATE LIMITED Ground Floor, A-38, IKAS Technologies Complex, 2nd Cross street, Newgen Software Technologies, SIPCOT IT Park, Pudupakam, Kanchipuram, Tamil Nadu Pincode: 603103 | TL/MD/2025/000001 | 13-Feb-2025 | ELECTRONICS- MEE Basic Safety and Essential Performance of MEE Protective earthing, functional earthing and potential equalization of MEE Cl.8.6 of IEC 60601-1 2005 AMD1 2012 AMD2 2020 | Class A
ELETTRA TECH PRIVATE LIMITED Ground Floor, A-38, IKAS Technologies Complex, 2nd Cross street, Newgen Software Technologies, SIPCOT IT Park, Pudupakam, Kanchipuram, Tamil Nadu Pincode: 603103 | TL/MD/2025/000001 | 13-Feb-2025 | ELECTRONICS- MEE Basic Safety and Essential Performance of MEE Protective earthing, functional earthing and potential equalization of MEE Cl.8.6 of IS 13450 (Part 1) 2018 IEC 60601-1 2012 | Class A
ELETTRA TECH PRIVATE LIMITED Ground Floor, A-38, IKAS Technologies Complex, 2nd Cross street, Newgen Software Technologies, SIPCOT IT Park, Pudupakam, Kanchipuram, Tamil Nadu Pincode: 603103 | TL/MD/2025/000001 | 13-Feb-2025 | ELECTRONICS-MEE BS and EP of MEE Overflow Spillage leakage IP cleaning disinfection sterilization and compatibility with substance used with MEE Cl.11.6(Except 11.6.5)IEC 60601-1 2005 A1 2012 A2 2020 | Class A
ELETTRA TECH PRIVATE LIMITED Ground Floor, A-38, IKAS Technologies Complex, 2nd Cross street, Newgen Software Technologies, SIPCOT IT Park, Pudupakam, Kanchipuram, Tamil Nadu Pincode: 603103 | TL/MD/2025/000001 | 13-Feb-2025 | ELECTRONICS-MEE BS and EP of MEE Overflow Spillage leakage IP cleaning disinfection sterilization compatibility with substance used with MEE Cl.11.6(Except11.6.5) IS 13450(Part 1)2018 IEC 60601-1 2012 | Class A
ELETTRA TECH PRIVATE LIMITED Ground Floor, A-38, IKAS Technologies Complex, 2nd Cross street, Newgen Software Technologies, SIPCOT IT Park, Pudupakam, Kanchipuram, Tamil Nadu Pincode: 603103 | TL/MD/2025/000001 | 13-Feb-2025 | ELECTRONICS- MEE Medical Electrical Equipment - Alarm systems in Medical Electrical equipment and medical electrical systems Alarm Condition Cl.6.1 of IEC 60601-1-8 2006 AMD1 2012 AMD2 2020 | Class A
ELETTRA TECH PRIVATE LIMITED Ground Floor, A-38, IKAS Technologies Complex, 2nd Cross street, Newgen Software Technologies, SIPCOT IT Park, Pudupakam, Kanchipuram, Tamil Nadu Pincode: 603103 | TL/MD/2025/000001 | 13-Feb-2025 | ELECTRONICS- MEE Medical Electrical Equipment - Alarm systems in Medical Electrical equipment and medical electrical systems Alarm Limit Cl.6.6 of IEC 60601-1-8 2006 AMD1 2012 AMD2 2020 | Class A
ELETTRA TECH PRIVATE LIMITED Ground Floor, A-38, IKAS Technologies Complex, 2nd Cross street, Newgen Software Technologies, SIPCOT IT Park, Pudupakam, Kanchipuram, Tamil Nadu Pincode: 603103 | TL/MD/2025/000001 | 13-Feb-2025 | ELECTRONICS- MEE Medical Electrical Equipment - Alarm systems in Medical Electrical equipment and medical electrical systems Alarm Presets Cl.6.5 of IEC 60601-1-8 2006 AMD1 2012 AMD2 2020 | Class A
ELETTRA TECH PRIVATE LIMITED Ground Floor, A-38, IKAS Technologies Complex, 2nd Cross street, Newgen Software Technologies, SIPCOT IT Park, Pudupakam, Kanchipuram, Tamil Nadu Pincode: 603103 | TL/MD/2025/000001 | 13-Feb-2025 | ELECTRONICS- MEE Medical Electrical Equipment - Alarm systems in Medical Electrical equipment and medical electrical systems Alarm Reset Cl.6.9 of IEC 60601-1-8 2006 AMD1 2012 AMD2 2020 | Class A
ELETTRA TECH PRIVATE LIMITED Ground Floor, A-38, IKAS Technologies Complex, 2nd Cross street, Newgen Software Technologies, SIPCOT IT Park, Pudupakam, Kanchipuram, Tamil Nadu Pincode: 603103 | TL/MD/2025/000001 | 13-Feb-2025 | ELECTRONICS- MEE Medical Electrical Equipment - Alarm systems in MEE and medical electrical systems Alarm System Functions Cl.6.13 of IEC 60601-1-8 2006 AMD1 2012 AMD2 2020 | Class A
ELETTRA TECH PRIVATE LIMITED Ground Floor, A-38, IKAS Technologies Complex, 2nd Cross street, Newgen Software Technologies, SIPCOT IT Park, Pudupakam, Kanchipuram, Tamil Nadu Pincode: 603103 | TL/MD/2025/000001 | 13-Feb-2025 | ELECTRONICS- MEE Medical Electrical Equipment - Alarm systems in MEE and medical electrical systems Alarm System Inactivation states Cl.6.8 of IEC 60601-1-8 2006 AMD1 2012 AMD2 2020 | Class A
ELETTRA TECH PRIVATE LIMITED Ground Floor, A-38, IKAS Technologies Complex, 2nd Cross street, Newgen Software Technologies, SIPCOT IT Park, Pudupakam, Kanchipuram, Tamil Nadu Pincode: 603103 | TL/MD/2025/000001 | 13-Feb-2025 | ELECTRONICS- MEE Medical Electrical Equipment - Alarm systems in MEE and medical electrical systems Alarm System Logging Cl.6.12 of IEC 60601-1-8 2006 AMD1 2012 AMD2 2020 | Class A
ELETTRA TECH PRIVATE LIMITED Ground Floor, A-38, IKAS Technologies Complex, 2nd Cross street, Newgen Software Technologies, SIPCOT IT Park, Pudupakam, Kanchipuram, Tamil Nadu Pincode: 603103 | TL/MD/2025/000001 | 13-Feb-2025 | ELECTRONICS- MEE Medical Electrical Equipment - Alarm systems in MEE and medical electrical systems Alarm System Security Cl.6.7 of IEC 60601-1-8 2006 AMD1 2012 AMD2 2020 | Class A
ELETTRA TECH PRIVATE LIMITED Ground Floor, A-38, IKAS Technologies Complex, 2nd Cross street, Newgen Software Technologies, SIPCOT IT Park, Pudupakam, Kanchipuram, Tamil Nadu Pincode: 603103 | TL/MD/2025/000001 | 13-Feb-2025 | ELECTRONICS- MEE Medical Electrical Equipment - Alarm systems in MEE and medical electrical systems Auditory Alarm Signals IEC 60601-1-8 2006 AMD1 2012 AMD2 2020 Annex G | Class A
ELETTRA TECH PRIVATE LIMITED Ground Floor, A-38, IKAS Technologies Complex, 2nd Cross street, Newgen Software Technologies, SIPCOT IT Park, Pudupakam, Kanchipuram, Tamil Nadu Pincode: 603103 | TL/MD/2025/000001 | 13-Feb-2025 | ELECTRONICS- MEE Medical Electrical Equipment - Alarm systems in MEE and medical electrical systems Disclosure of Delays Cl. 6.4 of IEC 60601-1-8 2006 AMD1 2012 AMD2 2020 | Class A
ELETTRA TECH PRIVATE LIMITED Ground Floor, A-38, IKAS Technologies Complex, 2nd Cross street, Newgen Software Technologies, SIPCOT IT Park, Pudupakam, Kanchipuram, Tamil Nadu Pincode: 603103 | TL/MD/2025/000001 | 13-Feb-2025 | ELECTRONICS- MEE Medical Electrical Equipment - Alarm systems in MEE and medical electrical systems Disclosures for Intelligent Alarm System Cl.6.2 of IEC 60601-1-8 2006 AMD1 2012 AMD2 2020 | Class A
ELETTRA TECH PRIVATE LIMITED Ground Floor, A-38, IKAS Technologies Complex, 2nd Cross street, Newgen Software Technologies, SIPCOT IT Park, Pudupakam, Kanchipuram, Tamil Nadu Pincode: 603103 | TL/MD/2025/000001 | 13-Feb-2025 | ELECTRONICS- MEE Medical Electrical Equipment - Alarm systems in MEE and medical electrical systems Generation of ALARM SIGNALS Cl.6.3 of IEC 60601-1-8 2006 AMD1 2012 AMD2 2020 | Class A
ELETTRA TECH PRIVATE LIMITED Ground Floor, A-38, IKAS Technologies Complex, 2nd Cross street, Newgen Software Technologies, SIPCOT IT Park, Pudupakam, Kanchipuram, Tamil Nadu Pincode: 603103 | TL/MD/2025/000001 | 13-Feb-2025 | ELECTRONICS- MEE Medical Electrical Equipment - Alarm systems in MEE and medical electrical systems NON-LATCHING and LATCHING ALARM SIGNALS Cl.6.10 of IEC 60601-1-8 2006 AMD1 2012 AMD2 2020 | Class A
ELETTRA TECH PRIVATE LIMITED Ground Floor, A-38, IKAS Technologies Complex, 2nd Cross street, Newgen Software Technologies, SIPCOT IT Park, Pudupakam, Kanchipuram, Tamil Nadu Pincode: 603103 | TL/MD/2025/000001 | 13-Feb-2025 | ELECTRONICS- MEE Medical Electrical Equipment - Alarm systems in MEE and MESs ME equipment identification, marking and documents Cl.5 of IEC 60601-1-8 2006 AMD1 2012 AMD2 2020 | Class A
ELETTRA TECH PRIVATE LIMITED Ground Floor, A-38, IKAS Technologies Complex, 2nd Cross street, Newgen Software Technologies, SIPCOT IT Park, Pudupakam, Kanchipuram, Tamil Nadu Pincode: 603103 | TL/MD/2025/000001 | 13-Feb-2025 | ELECTRONICS- MEE MEE - Alarm systems in MEE and MESs DISTRIBUTED ALARM SYSTEMS and DISTRIBUTED INFORMATION SYSTEMS ABOUT ALARM CONDITIONS Cl.6.11 of IEC 60601-1-8 2006 AMD1 2012 AMD2 2020 | Class A
ELETTRA TECH PRIVATE LIMITED Ground Floor, A-38, IKAS Technologies Complex, 2nd Cross street, Newgen Software Technologies, SIPCOT IT Park, Pudupakam, Kanchipuram, Tamil Nadu Pincode: 603103 | TL/MD/2025/000001 | 13-Feb-2025 | ELECTRONICS- MEE Nerve and Muscle stimulators Accuracy of controls and instruments and protection against hazardous outputs Cl. 201.12 of IEC 60601-2-10 2012 Amd1 2016 Amd2 2023 | Class A
ELETTRA TECH PRIVATE LIMITED Ground Floor, A-38, IKAS Technologies Complex, 2nd Cross street, Newgen Software Technologies, SIPCOT IT Park, Pudupakam, Kanchipuram, Tamil Nadu Pincode: 603103 | TL/MD/2025/000001 | 13-Feb-2025 | ELECTRONICS- MEE Nerve and Muscle stimulators Protection against excessive temperatures and other HAZARDS Cl.201.11 (Except 201.11.6.3) of IEC 60601-2-10 2012 Amd1 2016 Amd2 2023 | Class A
ELETTRA TECH PRIVATE LIMITED Ground Floor, A-38, IKAS Technologies Complex, 2nd Cross street, Newgen Software Technologies, SIPCOT IT Park, Pudupakam, Kanchipuram, Tamil Nadu Pincode: 603103 | TL/MD/2025/000001 | 13-Feb-2025 | ELECTRONICS- MEE Pulse Oximeter equipment General requirements, tests and guidance for alarm systems in medical electrical equipment and medical electrical systems Cl.201.208 of ISO 80601-2-61 2017 | Class A
ELETTRA TECH PRIVATE LIMITED Ground Floor, A-38, IKAS Technologies Complex, 2nd Cross street, Newgen Software Technologies, SIPCOT IT Park, Pudupakam, Kanchipuram, Tamil Nadu Pincode: 603103 | TL/MD/2025/000001 | 13-Feb-2025 | ELECTRONICS- MEDICAL ELECTRICAL EQUIPMENT Basic Safety and Essential Performance Alarm Systems Cl.12.3 IS 13450 (Part 1) 2018 IEC60601-1 2012 | Class B
ELETTRA TECH PRIVATE LIMITED Ground Floor, A-38, IKAS Technologies Complex, 2nd Cross street, Newgen Software Technologies, SIPCOT IT Park, Pudupakam, Kanchipuram, Tamil Nadu Pincode: 603103 | TL/MD/2025/000001 | 13-Feb-2025 | ELECTRONICS- MEDICAL ELECTRICAL EQUIPMENT Basic Safety and Essential Performance of Medical Electrical Equipment Instability in transport Position Cl.9.4.3.1 of IEC 60601-1 2005 AMD1 201 2 AMD2 2020 | Class B
ELETTRA TECH PRIVATE LIMITED Ground Floor, A-38, IKAS Technologies Complex, 2nd Cross street, Newgen Software Technologies, SIPCOT IT Park, Pudupakam, Kanchipuram, Tamil Nadu Pincode: 603103 | TL/MD/2025/000001 | 13-Feb-2025 | ELECTRONICS- MEDICAL ELECTRICAL EQUIPMENT Cardiac Defibrillator Classification of ME EQUIPMENT and ME SYSTEMS Cl.201.6 of IEC 60601-2-4 2010 AMD1 2018 | Class B
ELETTRA TECH PRIVATE LIMITED Ground Floor, A-38, IKAS Technologies Complex, 2nd Cross street, Newgen Software Technologies, SIPCOT IT Park, Pudupakam, Kanchipuram, Tamil Nadu Pincode: 603103 | TL/MD/2025/000001 | 13-Feb-2025 | ELECTRONICS- MEDICAL ELECTRICAL EQUIPMENT Cardiac Defibrillator General Requirements for testing ME Equipment Cl.201.5 of IEC 60601-2-4 2010 AMD1 2018 | Class B
ELETTRA TECH PRIVATE LIMITED Ground Floor, A-38, IKAS Technologies Complex, 2nd Cross street, Newgen Software Technologies, SIPCOT IT Park, Pudupakam, Kanchipuram, Tamil Nadu Pincode: 603103 | TL/MD/2025/000001 | 13-Feb-2025 | ELECTRONICS- MEDICAL ELECTRICAL EQUIPMENT Cardiac Defibrillator ME equipment identification, marking and documents Cl.201.7 of IEC 60601-2-4 2010 AMD1 2018 | Class B
ELETTRA TECH PRIVATE LIMITED Ground Floor, A-38, IKAS Technologies Complex, 2nd Cross street, Newgen Software Technologies, SIPCOT IT Park, Pudupakam, Kanchipuram, Tamil Nadu Pincode: 603103 | TL/MD/2025/000001 | 13-Feb-2025 | ELECTRONICS- MEDICAL ELECTRICAL EQUIPMENT Cardiac Defibrillator ME Systems Cl.201.16 of IEC 60601-2-4 2010 AMD1 2018 | Class B
ELETTRA TECH PRIVATE LIMITED Ground Floor, A-38, IKAS Technologies Complex, 2nd Cross street, Newgen Software Technologies, SIPCOT IT Park, Pudupakam, Kanchipuram, Tamil Nadu Pincode: 603103 | TL/MD/2025/000001 | 13-Feb-2025 | ELECTRONICS- MEDICAL ELECTRICAL EQUIPMENT Cardiac Defibrillator Protection against excessive temperatures and other HAZARDS Cl.201.11 (Except 201.11.6.3) of IEC 60601-2-4 2010 AMD1 2018 | Class B
ELETTRA TECH PRIVATE LIMITED Ground Floor, A-38, IKAS Technologies Complex, 2nd Cross street, Newgen Software Technologies, SIPCOT IT Park, Pudupakam, Kanchipuram, Tamil Nadu Pincode: 603103 | TL/MD/2025/000001 | 13-Feb-2025 | ELECTRONICS- MEDICAL ELECTRICAL EQUIPMENT Cardiac Defibrillator Protection against Mechanical Hazards of ME Equipment and ME Systems Cl.201.9 of IEC 60601-2-4 2010 AMD1 2018 | Class B
ELETTRA TECH PRIVATE LIMITED Ground Floor, A-38, IKAS Technologies Complex, 2nd Cross street, Newgen Software Technologies, SIPCOT IT Park, Pudupakam, Kanchipuram, Tamil Nadu Pincode: 603103 | TL/MD/2025/000001 | 13-Feb-2025 | ELECTRONICS- MEDICAL ELECTRICAL EQUIPMENT Cardiac Defibrillators Accuracy of controls and instruments and protection against hazardous outputs Cl.201.12 of IEC 60601-2-4 2010 AMD1 2018 | Class B
ELETTRA TECH PRIVATE LIMITED Ground Floor, A-38, IKAS Technologies Complex, 2nd Cross street, Newgen Software Technologies, SIPCOT IT Park, Pudupakam, Kanchipuram, Tamil Nadu Pincode: 603103 | TL/MD/2025/000001 | 13-Feb-2025 | ELECTRONICS- MEDICAL ELECTRICAL EQUIPMENT Cardiac defibrillators Construction of ME Equipment Cl.201.15 of IEC 60601-2-4 2010 AMD1 2018 | Class B
ELETTRA TECH PRIVATE LIMITED Ground Floor, A-38, IKAS Technologies Complex, 2nd Cross street, Newgen Software Technologies, SIPCOT IT Park, Pudupakam, Kanchipuram, Tamil Nadu Pincode: 603103 | TL/MD/2025/000001 | 13-Feb-2025 | ELECTRONICS- MEDICAL ELECTRICAL EQUIPMENT Cardiac Defibrillators Hazardous Situations and Fault conditions Cl.201.13 of IEC 60601-2-4 2010 AMD1 2018 | Class B
ELETTRA TECH PRIVATE LIMITED Ground Floor, A-38, IKAS Technologies Complex, 2nd Cross street, Newgen Software Technologies, SIPCOT IT Park, Pudupakam, Kanchipuram, Tamil Nadu Pincode: 603103 | TL/MD/2025/000001 | 13-Feb-2025 | ELECTRONICS- MEDICAL ELECTRICAL EQUIPMENT Cardiac Defibrillators Protection against electrical HAZARDS from ME EQUIPMENT Cl.201.8 of IEC 60601-2-4 2010 AMD1 2018, | Class B
ELETTRA TECH PRIVATE LIMITED Ground Floor, A-38, IKAS Technologies Complex, 2nd Cross street, Newgen Software Technologies, SIPCOT IT Park, Pudupakam, Kanchipuram, Tamil Nadu Pincode: 603103 | TL/MD/2025/000001 | 13-Feb-2025 | ELECTRONICS- MEDICAL ELECTRICAL EQUIPMENT Infusion Pumps and Controllers Accuracy of controls and instruments and protection against hazardous outputs Cl.201.12 of IEC 60601-2-24 2012 | Class B
ELETTRA TECH PRIVATE LIMITED Ground Floor, A-38, IKAS Technologies Complex, 2nd Cross street, Newgen Software Technologies, SIPCOT IT Park, Pudupakam, Kanchipuram, Tamil Nadu Pincode: 603103 | TL/MD/2025/000001 | 13-Feb-2025 | ELECTRONICS- MEDICAL ELECTRICAL EQUIPMENT Infusion Pumps and Controllers Classification of ME EQUIPMENT and ME SYSTEMS Cl.201.6 of IEC 60601-2-24 2012 | Class B
ELETTRA TECH PRIVATE LIMITED Ground Floor, A-38, IKAS Technologies Complex, 2nd Cross street, Newgen Software Technologies, SIPCOT IT Park, Pudupakam, Kanchipuram, Tamil Nadu Pincode: 603103 | TL/MD/2025/000001 | 13-Feb-2025 | ELECTRONICS- MEDICAL ELECTRICAL EQUIPMENT Infusion Pumps and Controllers Components and wiring Cl.201.13 of IEC 60601-2-24 2012 | Class B
ELETTRA TECH PRIVATE LIMITED Ground Floor, A-38, IKAS Technologies Complex, 2nd Cross street, Newgen Software Technologies, SIPCOT IT Park, Pudupakam, Kanchipuram, Tamil Nadu Pincode: 603103 | TL/MD/2025/000001 | 13-Feb-2025 | ELECTRONICS- MEDICAL ELECTRICAL EQUIPMENT Infusion Pumps and Controllers Construction of ME Equipment Cl.201.15 of IEC 60601-2-24 2012 | Class B
ELETTRA TECH PRIVATE LIMITED Ground Floor, A-38, IKAS Technologies Complex, 2nd Cross street, Newgen Software Technologies, SIPCOT IT Park, Pudupakam, Kanchipuram, Tamil Nadu Pincode: 603103 | TL/MD/2025/000001 | 13-Feb-2025 | ELECTRONICS- MEDICAL ELECTRICAL EQUIPMENT Infusion Pumps and Controllers General Requirements Cl.201.4 of IEC 60601-2-24 2012 | Class B
ELETTRA TECH PRIVATE LIMITED Ground Floor, A-38, IKAS Technologies Complex, 2nd Cross street, Newgen Software Technologies, SIPCOT IT Park, Pudupakam, Kanchipuram, Tamil Nadu Pincode: 603103 | TL/MD/2025/000001 | 13-Feb-2025 | ELECTRONICS- MEDICAL ELECTRICAL EQUIPMENT Infusion Pumps and Controllers General requirements for testing ME EQUIPMENT Cl.201.5 of IEC 60601-2-24 2012, | Class B
ELETTRA TECH PRIVATE LIMITED Ground Floor, A-38, IKAS Technologies Complex, 2nd Cross street, Newgen Software Technologies, SIPCOT IT Park, Pudupakam, Kanchipuram, Tamil Nadu Pincode: 603103 | TL/MD/2025/000001 | 13-Feb-2025 | ELECTRONICS- MEDICAL ELECTRICAL EQUIPMENT Infusion Pumps and Controllers Hazardous Situations and fault conditions Cl 201 13 of IEC 60601-2-24 2012 | Class B
ELETTRA TECH PRIVATE LIMITED Ground Floor, A-38, IKAS Technologies Complex, 2nd Cross street, Newgen Software Technologies, SIPCOT IT Park, Pudupakam, Kanchipuram, Tamil Nadu Pincode: 603103 | TL/MD/2025/000001 | 13-Feb-2025 | ELECTRONICS- MEDICAL ELECTRICAL EQUIPMENT Infusion Pumps and Controllers ME equipment identification, marking and documents Cl.201.7 of IEC 60601-2-24 2012 | Class B
ELETTRA TECH PRIVATE LIMITED Ground Floor, A-38, IKAS Technologies Complex, 2nd Cross street, Newgen Software Technologies, SIPCOT IT Park, Pudupakam, Kanchipuram, Tamil Nadu Pincode: 603103 | TL/MD/2025/000001 | 13-Feb-2025 | ELECTRONICS- MEDICAL ELECTRICAL EQUIPMENT Infusion Pumps and Controllers ME SYSTEMS Cl.201.16 of IEC 60601-2-24 2012, | Class B
ELETTRA TECH PRIVATE LIMITED Ground Floor, A-38, IKAS Technologies Complex, 2nd Cross street, Newgen Software Technologies, SIPCOT IT Park, Pudupakam, Kanchipuram, Tamil Nadu Pincode: 603103 | TL/MD/2025/000001 | 13-Feb-2025 | ELECTRONICS- MEDICAL ELECTRICAL EQUIPMENT Infusion Pumps and Controllers Protection against electrical HAZARDS from ME EQUIPMENT Cl.201.8 of IEC 60601-2-24 2012 | Class B
ELETTRA TECH PRIVATE LIMITED Ground Floor, A-38, IKAS Technologies Complex, 2nd Cross street, Newgen Software Technologies, SIPCOT IT Park, Pudupakam, Kanchipuram, Tamil Nadu Pincode: 603103 | TL/MD/2025/000001 | 13-Feb-2025 | ELECTRONICS- MEDICAL ELECTRICAL EQUIPMENT Infusion Pumps and Controllers Protection against excessive temperatures and other HAZARDS Cl.201.11 of IEC 60601-2-24 2012 | Class B
ELETTRA TECH PRIVATE LIMITED Ground Floor, A-38, IKAS Technologies Complex, 2nd Cross street, Newgen Software Technologies, SIPCOT IT Park, Pudupakam, Kanchipuram, Tamil Nadu Pincode: 603103 | TL/MD/2025/000001 | 13-Feb-2025 | ELECTRONICS- MEDICAL ELECTRICAL EQUIPMENT Infusion Pumps and Controllers Protection against MECAHNICAL HAZARDS of ME EQUIPMENT and ME SYSTEMS Cl.201.9 of IEC 60601-2-24 2012 | Class B
ELETTRA TECH PRIVATE LIMITED Ground Floor, A-38, IKAS Technologies Complex, 2nd Cross street, Newgen Software Technologies, SIPCOT IT Park, Pudupakam, Kanchipuram, Tamil Nadu Pincode: 603103 | TL/MD/2025/000001 | 13-Feb-2025 | ELECTRONICS- MEDICAL ELECTRICAL EQUIPMENT Multifunction patient monitoring equipment Accuracy of controls and instruments and protection against hazardous outputs Cl.201.12 of IEC 80601-2-49 2018 | Class B
ELETTRA TECH PRIVATE LIMITED Ground Floor, A-38, IKAS Technologies Complex, 2nd Cross street, Newgen Software Technologies, SIPCOT IT Park, Pudupakam, Kanchipuram, Tamil Nadu Pincode: 603103 | TL/MD/2025/000001 | 13-Feb-2025 | ELECTRONICS- MEDICAL ELECTRICAL EQUIPMENT Multifunction patient monitoring equipment Classification of ME EQUIPMENT and ME SYSTEMS Cl. 201.6 of IEC 80601-2-49 2018 | Class B
ELETTRA TECH PRIVATE LIMITED Ground Floor, A-38, IKAS Technologies Complex, 2nd Cross street, Newgen Software Technologies, SIPCOT IT Park, Pudupakam, Kanchipuram, Tamil Nadu Pincode: 603103 | TL/MD/2025/000001 | 13-Feb-2025 | ELECTRONICS- MEDICAL ELECTRICAL EQUIPMENT Multifunction patient monitoring equipment Construction of ME Equipment Cl. 201.15 of IEC 80601-2-49 2018 | Class B
ELETTRA TECH PRIVATE LIMITED Ground Floor, A-38, IKAS Technologies Complex, 2nd Cross street, Newgen Software Technologies, SIPCOT IT Park, Pudupakam, Kanchipuram, Tamil Nadu Pincode: 603103 | TL/MD/2025/000001 | 13-Feb-2025 | ELECTRONICS- MEDICAL ELECTRICAL EQUIPMENT Multifunction patient monitoring equipment General Requirements Cl. 201.4 of IEC 80601-2-49 2018 | Class B
ELETTRA TECH PRIVATE LIMITED Ground Floor, A-38, IKAS Technologies Complex, 2nd Cross street, Newgen Software Technologies, SIPCOT IT Park, Pudupakam, Kanchipuram, Tamil Nadu Pincode: 603103 | TL/MD/2025/000001 | 13-Feb-2025 | ELECTRONICS- MEDICAL ELECTRICAL EQUIPMENT Multifunction patient monitoring equipment General requirements for testing ME EQUIPMENT Cl.201.5 of IEC 80601-2-49 2018 | Class B
ELETTRA TECH PRIVATE LIMITED Ground Floor, A-38, IKAS Technologies Complex, 2nd Cross street, Newgen Software Technologies, SIPCOT IT Park, Pudupakam, Kanchipuram, Tamil Nadu Pincode: 603103 | TL/MD/2025/000001 | 13-Feb-2025 | ELECTRONICS- MEDICAL ELECTRICAL EQUIPMENT Multifunction patient monitoring equipment HAZARDOUS SITUATIONS and fault conditions Cl. 201.13 of IEC 80601-2-49 2018 | Class B
ELETTRA TECH PRIVATE LIMITED Ground Floor, A-38, IKAS Technologies Complex, 2nd Cross street, Newgen Software Technologies, SIPCOT IT Park, Pudupakam, Kanchipuram, Tamil Nadu Pincode: 603103 | TL/MD/2025/000001 | 13-Feb-2025 | ELECTRONICS- MEDICAL ELECTRICAL EQUIPMENT Multifunction patient monitoring equipment ME equipment identification, marking and documents Cl.201.7 of IEC 80601-2-49 2018 | Class B
ELETTRA TECH PRIVATE LIMITED Ground Floor, A-38, IKAS Technologies Complex, 2nd Cross street, Newgen Software Technologies, SIPCOT IT Park, Pudupakam, Kanchipuram, Tamil Nadu Pincode: 603103 | TL/MD/2025/000001 | 13-Feb-2025 | ELECTRONICS- MEDICAL ELECTRICAL EQUIPMENT Multifunction patient monitoring equipment ME SYSTEMS Cl. 201.16 of IEC 80601-2-49 2018 | Class B
ELETTRA TECH PRIVATE LIMITED Ground Floor, A-38, IKAS Technologies Complex, 2nd Cross street, Newgen Software Technologies, SIPCOT IT Park, Pudupakam, Kanchipuram, Tamil Nadu Pincode: 603103 | TL/MD/2025/000001 | 13-Feb-2025 | ELECTRONICS- MEDICAL ELECTRICAL EQUIPMENT Multifunction patient monitoring equipment Protection against electrical HAZARDS from ME EQUIPMENT Cl.201.8 of IEC 80601-2-49 2018 | Class B
ELETTRA TECH PRIVATE LIMITED Ground Floor, A-38, IKAS Technologies Complex, 2nd Cross street, Newgen Software Technologies, SIPCOT IT Park, Pudupakam, Kanchipuram, Tamil Nadu Pincode: 603103 | TL/MD/2025/000001 | 13-Feb-2025 | ELECTRONICS- MEDICAL ELECTRICAL EQUIPMENT Multifunction patient monitoring equipment Protection against excessive temperatures and other HAZARDS Cl.201.11 (Except 201.11.6.3) of IEC 80601-2-49 2018 | Class B
ELETTRA TECH PRIVATE LIMITED Ground Floor, A-38, IKAS Technologies Complex, 2nd Cross street, Newgen Software Technologies, SIPCOT IT Park, Pudupakam, Kanchipuram, Tamil Nadu Pincode: 603103 | TL/MD/2025/000001 | 13-Feb-2025 | ELECTRONICS- MEDICAL ELECTRICAL EQUIPMENT Multifunction patient monitoring equipment Protection against MECAHNICAL HAZARDS of ME EQUIPMENT and ME SYSTEMS Cl.201.9 of IEC 80601-2-49 2018 | Class B
ELETTRA TECH PRIVATE LIMITED Ground Floor, A-38, IKAS Technologies Complex, 2nd Cross street, Newgen Software Technologies, SIPCOT IT Park, Pudupakam, Kanchipuram, Tamil Nadu Pincode: 603103 | TL/MD/2025/000001 | 13-Feb-2025 | ELECTRONICS- MEDICAL ELECTRICAL EQUIPMENT Nerve and Muscle stimulators Classification of ME EQUIPMENT and ME SYSTEMS Cl.201.6 of IEC 60601-2-10 2012 Amd1 2016 Amd2 2023 | Class B
ELETTRA TECH PRIVATE LIMITED Ground Floor, A-38, IKAS Technologies Complex, 2nd Cross street, Newgen Software Technologies, SIPCOT IT Park, Pudupakam, Kanchipuram, Tamil Nadu Pincode: 603103 | TL/MD/2025/000001 | 13-Feb-2025 | ELECTRONICS- MEDICAL ELECTRICAL EQUIPMENT Nerve and Muscle stimulators Construction of ME EQUIPMENT Cl. 201.15 of IEC 60601-2-10 2012 Amd1 2016 Amd2 2023 | Class B
ELETTRA TECH PRIVATE LIMITED Ground Floor, A-38, IKAS Technologies Complex, 2nd Cross street, Newgen Software Technologies, SIPCOT IT Park, Pudupakam, Kanchipuram, Tamil Nadu Pincode: 603103 | TL/MD/2025/000001 | 13-Feb-2025 | ELECTRONICS- MEDICAL ELECTRICAL EQUIPMENT Nerve and Muscle stimulators General Requirements Cl.201.4 of IEC 60601-2-10 2012 Amd1 2016 Amd2 2023 | Class B
ELETTRA TECH PRIVATE LIMITED Ground Floor, A-38, IKAS Technologies Complex, 2nd Cross street, Newgen Software Technologies, SIPCOT IT Park, Pudupakam, Kanchipuram, Tamil Nadu Pincode: 603103 | TL/MD/2025/000001 | 13-Feb-2025 | ELECTRONICS- MEDICAL ELECTRICAL EQUIPMENT Nerve and Muscle stimulators General requirements for testing ME EQUIPMENT Cl.201.5 of IEC 60601-2-10 2012 Amd1 2016 Amd2 2023 | Class B
ELETTRA TECH PRIVATE LIMITED Ground Floor, A-38, IKAS Technologies Complex, 2nd Cross street, Newgen Software Technologies, SIPCOT IT Park, Pudupakam, Kanchipuram, Tamil Nadu Pincode: 603103 | TL/MD/2025/000001 | 13-Feb-2025 | ELECTRONICS- MEDICAL ELECTRICAL EQUIPMENT Nerve and Muscle stimulators HAZARDOUS SITUATIONS and fault conditions Cl.201.13 of IEC 60601-2-10 2012 Amd1 2016 Amd2 2023 | Class B
ELETTRA TECH PRIVATE LIMITED Ground Floor, A-38, IKAS Technologies Complex, 2nd Cross street, Newgen Software Technologies, SIPCOT IT Park, Pudupakam, Kanchipuram, Tamil Nadu Pincode: 603103 | TL/MD/2025/000001 | 13-Feb-2025 | ELECTRONICS- MEDICAL ELECTRICAL EQUIPMENT Nerve and Muscle stimulators ME equipment identification, marking and documents Cl.201.7 of IEC 60601-2-10 2012 Amd1 2016 Amd2 2023 | Class B
ELETTRA TECH PRIVATE LIMITED Ground Floor, A-38, IKAS Technologies Complex, 2nd Cross street, Newgen Software Technologies, SIPCOT IT Park, Pudupakam, Kanchipuram, Tamil Nadu Pincode: 603103 | TL/MD/2025/000001 | 13-Feb-2025 | ELECTRONICS- MEDICAL ELECTRICAL EQUIPMENT Nerve and Muscle stimulators ME SYSTEMS Cl.201.16 of IEC 60601-2-10 2012 Amd1 2016 Amd2 2023 | Class B
ELETTRA TECH PRIVATE LIMITED Ground Floor, A-38, IKAS Technologies Complex, 2nd Cross street, Newgen Software Technologies, SIPCOT IT Park, Pudupakam, Kanchipuram, Tamil Nadu Pincode: 603103 | TL/MD/2025/000001 | 13-Feb-2025 | ELECTRONICS- MEDICAL ELECTRICAL EQUIPMENT Nerve and Muscle stimulators Protection against electrical HAZARDS from ME EQUIPMENT Cl.201.8 of IEC 60601-2-10 2012 Amd1 2016 Amd2 2023 | Class B
ELETTRA TECH PRIVATE LIMITED Ground Floor, A-38, IKAS Technologies Complex, 2nd Cross street, Newgen Software Technologies, SIPCOT IT Park, Pudupakam, Kanchipuram, Tamil Nadu Pincode: 603103 | TL/MD/2025/000001 | 13-Feb-2025 | ELECTRONICS- MEDICAL ELECTRICAL EQUIPMENT Nerve and Muscle stimulators Protection against MECAHNICAL HAZARDS of ME EQUIPMENT and ME SYSTEMS Cl.201.9 of IEC 60601-2-10 2012 Amd1 2016 Amd2 2023 | Class B
ELETTRA TECH PRIVATE LIMITED Ground Floor, A-38, IKAS Technologies Complex, 2nd Cross street, Newgen Software Technologies, SIPCOT IT Park, Pudupakam, Kanchipuram, Tamil Nadu Pincode: 603103 | TL/MD/2025/000001 | 13-Feb-2025 | ELECTRONICS- MEDICAL ELECTRICAL EQUIPMENT Nerve and Muscle stimulators Push Test Cl. 201.15 of IEC 60601-2-10 2012 Amd1 2016 Amd2 2023 | Class B
ELETTRA TECH PRIVATE LIMITED Ground Floor, A-38, IKAS Technologies Complex, 2nd Cross street, Newgen Software Technologies, SIPCOT IT Park, Pudupakam, Kanchipuram, Tamil Nadu Pincode: 603103 | TL/MD/2025/000001 | 13-Feb-2025 | ELECTRONICS- MEDICAL ELECTRICAL EQUIPMENT Pulse Oximeter equipment Accuracy of controls and instruments and protection against hazardous outputs Cl.201.12 of ISO 80601-2-61 2017 | Class B
ELETTRA TECH PRIVATE LIMITED Ground Floor, A-38, IKAS Technologies Complex, 2nd Cross street, Newgen Software Technologies, SIPCOT IT Park, Pudupakam, Kanchipuram, Tamil Nadu Pincode: 603103 | TL/MD/2025/000001 | 13-Feb-2025 | ELECTRONICS- MEDICAL ELECTRICAL EQUIPMENT Pulse Oximeter equipment Classification of ME EQUIPMENT and ME SYSTEMS Cl.201.6 of ISO 80601-2-61 2017 | Class B
ELETTRA TECH PRIVATE LIMITED Ground Floor, A-38, IKAS Technologies Complex, 2nd Cross street, Newgen Software Technologies, SIPCOT IT Park, Pudupakam, Kanchipuram, Tamil Nadu Pincode: 603103 | TL/MD/2025/000001 | 13-Feb-2025 | ELECTRONICS- MEDICAL ELECTRICAL EQUIPMENT Pulse Oximeter equipment Construction of ME Equipment Cl.201.15 of ISO 80601-2-61 2017 | Class B
ELETTRA TECH PRIVATE LIMITED Ground Floor, A-38, IKAS Technologies Complex, 2nd Cross street, Newgen Software Technologies, SIPCOT IT Park, Pudupakam, Kanchipuram, Tamil Nadu Pincode: 603103 | TL/MD/2025/000001 | 13-Feb-2025 | ELECTRONICS- MEDICAL ELECTRICAL EQUIPMENT Pulse Oximeter equipment Functional Connection Cl.201.103 of ISO 80601-2-61 2017 | Class B
ELETTRA TECH PRIVATE LIMITED Ground Floor, A-38, IKAS Technologies Complex, 2nd Cross street, Newgen Software Technologies, SIPCOT IT Park, Pudupakam, Kanchipuram, Tamil Nadu Pincode: 603103 | TL/MD/2025/000001 | 13-Feb-2025 | ELECTRONICS- MEDICAL ELECTRICAL EQUIPMENT Pulse Oximeter equipment General Requirements Cl.201.4 of ISO 80601-2-61 2017 | Class B
ELETTRA TECH PRIVATE LIMITED Ground Floor, A-38, IKAS Technologies Complex, 2nd Cross street, Newgen Software Technologies, SIPCOT IT Park, Pudupakam, Kanchipuram, Tamil Nadu Pincode: 603103 | TL/MD/2025/000001 | 13-Feb-2025 | ELECTRONICS- MEDICAL ELECTRICAL EQUIPMENT Pulse Oximeter equipment General requirements for testing ME EQUIPMENT Cl.201.5 of ISO 80601-2-61 2017 | Class B
ELETTRA TECH PRIVATE LIMITED Ground Floor, A-38, IKAS Technologies Complex, 2nd Cross street, Newgen Software Technologies, SIPCOT IT Park, Pudupakam, Kanchipuram, Tamil Nadu Pincode: 603103 | TL/MD/2025/000001 | 13-Feb-2025 | ELECTRONICS- MEDICAL ELECTRICAL EQUIPMENT Pulse Oximeter equipment ME Systems Cl.201.16 of ISO 80601-2-61 2017 | Class B
ELETTRA TECH PRIVATE LIMITED Ground Floor, A-38, IKAS Technologies Complex, 2nd Cross street, Newgen Software Technologies, SIPCOT IT Park, Pudupakam, Kanchipuram, Tamil Nadu Pincode: 603103 | TL/MD/2025/000001 | 13-Feb-2025 | ELECTRONICS- MEDICAL ELECTRICAL EQUIPMENT Pulse Oximeter equipment Protection against electrical HAZARDS from ME EQUIPMENT Cl.201.8 of ISO 80601-2-61 2017 | Class B
ELETTRA TECH PRIVATE LIMITED Ground Floor, A-38, IKAS Technologies Complex, 2nd Cross street, Newgen Software Technologies, SIPCOT IT Park, Pudupakam, Kanchipuram, Tamil Nadu Pincode: 603103 | TL/MD/2025/000001 | 13-Feb-2025 | ELECTRONICS- MEDICAL ELECTRICAL EQUIPMENT Pulse Oximeter equipment Protection against excessive temperatures in ME Equipment Cl.201.11 of ISO 80601-2-61 2017 | Class B
ELETTRA TECH PRIVATE LIMITED Ground Floor, A-38, IKAS Technologies Complex, 2nd Cross street, Newgen Software Technologies, SIPCOT IT Park, Pudupakam, Kanchipuram, Tamil Nadu Pincode: 603103 | TL/MD/2025/000001 | 13-Feb-2025 | ELECTRONICS- MEDICAL ELECTRICAL EQUIPMENT Pulse Oximeter equipment Protection against MECAHNICAL HAZARDS of ME EQUIPMENT and ME SYSTEMS Cl.201.9 of ISO 80601-2-61 2017 | Class B
ELETTRA TECH PRIVATE LIMITED Ground Floor, A-38, IKAS Technologies Complex, 2nd Cross street, Newgen Software Technologies, SIPCOT IT Park, Pudupakam, Kanchipuram, Tamil Nadu Pincode: 603103 | TL/MD/2025/000001 | 13-Feb-2025 | ELECTRONICS- MEDICAL ELECTRICAL EQUIPMENT Pulse Oximeter equipment Pulse Oximeter Probes and probe cable extenders Cl.201.101 of ISO 80601-2-61 2017 | Class B
ELETTRA TECH PRIVATE LIMITED Ground Floor, A-38, IKAS Technologies Complex, 2nd Cross street, Newgen Software Technologies, SIPCOT IT Park, Pudupakam, Kanchipuram, Tamil Nadu Pincode: 603103 | TL/MD/2025/000001 | 13-Feb-2025 | ELECTRONICS- MEDICAL ELECTRICAL EQUIPMENT Pulse Oximeter equipment Radiotherapy equipment Cl.201.12 of ISO 80601-2-61 2017 | Class B
ELETTRA TECH PRIVATE LIMITED Ground Floor, A-38, IKAS Technologies Complex, 2nd Cross street, Newgen Software Technologies, SIPCOT IT Park, Pudupakam, Kanchipuram, Tamil Nadu Pincode: 603103 | TL/MD/2025/000001 | 13-Feb-2025 | ELECTRONICS- MEDICAL ELECTRICAL EQUIPMENT Pulse Oximeter equipment Saturation Pulse information signal Cl.201.102 of ISO 80601-2-61 2017 | Class B
ELETTRA TECH PRIVATE LIMITED Ground Floor, A-38, IKAS Technologies Complex, 2nd Cross street, Newgen Software Technologies, SIPCOT IT Park, Pudupakam, Kanchipuram, Tamil Nadu Pincode: 603103 | TL/MD/2025/000001 | 13-Feb-2025 | ELECTRONICS- MEE Basic Safety and Essential Performance of Medical Electrical Equipment Accidental Selection of excessive output values Cl.12.4.3 IEC 60601-1 2005 AMD1 201 2 AMD2 2020 | Class B
ELETTRA TECH PRIVATE LIMITED Ground Floor, A-38, IKAS Technologies Complex, 2nd Cross street, Newgen Software Technologies, SIPCOT IT Park, Pudupakam, Kanchipuram, Tamil Nadu Pincode: 603103 | TL/MD/2025/000001 | 13-Feb-2025 | ELECTRONICS- MEE Basic Safety and Essential Performance of Medical Electrical Equipment Accidental Selection of excessive output values Cl.12.4.3 of IS 13450 (Part 1) 2018 IEC60601-1 2012 | Class B
ELETTRA TECH PRIVATE LIMITED Ground Floor, A-38, IKAS Technologies Complex, 2nd Cross street, Newgen Software Technologies, SIPCOT IT Park, Pudupakam, Kanchipuram, Tamil Nadu Pincode: 603103 | TL/MD/2025/000001 | 13-Feb-2025 | ELECTRONICS- MEE Basic Safety and Essential Performance of Medical Electrical Equipment Accuracy of controls and instruments Cl.12.1 IEC 60601-1 2005 AMD1 201 2 AMD2 2020 | Class B
ELETTRA TECH PRIVATE LIMITED Ground Floor, A-38, IKAS Technologies Complex, 2nd Cross street, Newgen Software Technologies, SIPCOT IT Park, Pudupakam, Kanchipuram, Tamil Nadu Pincode: 603103 | TL/MD/2025/000001 | 13-Feb-2025 | ELECTRONICS- MEE Basic Safety and Essential Performance of Medical Electrical Equipment Accuracy of controls and instruments Cl.12.1 IS 13450 (Part 1) 2018 IEC60601-1 2012 | Class B
ELETTRA TECH PRIVATE LIMITED Ground Floor, A-38, IKAS Technologies Complex, 2nd Cross street, Newgen Software Technologies, SIPCOT IT Park, Pudupakam, Kanchipuram, Tamil Nadu Pincode: 603103 | TL/MD/2025/000001 | 13-Feb-2025 | ELECTRONICS- MEE Basic Safety and Essential Performance of Medical Electrical Equipment Actuating Parts of controls of ME equipment Cl.15.4.6 IEC 60601-1 2005 AMD1 201 2 AMD2 2020 | Class B
ELETTRA TECH PRIVATE LIMITED Ground Floor, A-38, IKAS Technologies Complex, 2nd Cross street, Newgen Software Technologies, SIPCOT IT Park, Pudupakam, Kanchipuram, Tamil Nadu Pincode: 603103 | TL/MD/2025/000001 | 13-Feb-2025 | ELECTRONICS- MEE Basic Safety and Essential Performance of Medical Electrical Equipment Actuating Parts of controls of ME equipment Cl.15.4.6 IS 13450 (Part 1) 2018 IEC 60601-1 2012 | Class B
ELETTRA TECH PRIVATE LIMITED Ground Floor, A-38, IKAS Technologies Complex, 2nd Cross street, Newgen Software Technologies, SIPCOT IT Park, Pudupakam, Kanchipuram, Tamil Nadu Pincode: 603103 | TL/MD/2025/000001 | 13-Feb-2025 | ELECTRONICS- MEE Basic Safety and Essential Performance of Medical Electrical Equipment Alarm Systems Cl.12.3 of IEC 60601-1 2005 AMD1 201 2 AMD2 2020 | Class B
ELETTRA TECH PRIVATE LIMITED Ground Floor, A-38, IKAS Technologies Complex, 2nd Cross street, Newgen Software Technologies, SIPCOT IT Park, Pudupakam, Kanchipuram, Tamil Nadu Pincode: 603103 | TL/MD/2025/000001 | 13-Feb-2025 | ELECTRONICS- MEE Basic Safety and Essential Performance of Medical Electrical Equipment Arrangements of controls and indicators Cl.15.1 IEC 60601-1 2005 AMD1 201 2 AMD2 2020 | Class B
ELETTRA TECH PRIVATE LIMITED Ground Floor, A-38, IKAS Technologies Complex, 2nd Cross street, Newgen Software Technologies, SIPCOT IT Park, Pudupakam, Kanchipuram, Tamil Nadu Pincode: 603103 | TL/MD/2025/000001 | 13-Feb-2025 | ELECTRONICS- MEE Basic Safety and Essential Performance of Medical Electrical Equipment Arrangements of controls and indicators Cl.15.1 IS 13450 (Part 1) 2018 IEC60601-1 2012 | Class B
ELETTRA TECH PRIVATE LIMITED Ground Floor, A-38, IKAS Technologies Complex, 2nd Cross street, Newgen Software Technologies, SIPCOT IT Park, Pudupakam, Kanchipuram, Tamil Nadu Pincode: 603103 | TL/MD/2025/000001 | 13-Feb-2025 | ELECTRONICS- MEE Basic Safety and Essential Performance of Medical Electrical Equipment Biocompatibility of ME Equipment and ME Systems Cl.11.7 IEC 60601-1 2005 AMD1 201 2 AMD2 2020 | Class B
ELETTRA TECH PRIVATE LIMITED Ground Floor, A-38, IKAS Technologies Complex, 2nd Cross street, Newgen Software Technologies, SIPCOT IT Park, Pudupakam, Kanchipuram, Tamil Nadu Pincode: 603103 | TL/MD/2025/000001 | 13-Feb-2025 | ELECTRONICS- MEE Basic Safety and Essential Performance of Medical Electrical Equipment Biocompatibility of ME Equipment and ME Systems Cl.11.7 IS 13450 (Part 1) 2018 IEC60601-1 2012 | Class B
ELETTRA TECH PRIVATE LIMITED Ground Floor, A-38, IKAS Technologies Complex, 2nd Cross street, Newgen Software Technologies, SIPCOT IT Park, Pudupakam, Kanchipuram, Tamil Nadu Pincode: 603103 | TL/MD/2025/000001 | 13-Feb-2025 | ELECTRONICS- MEE Basic Safety and Essential Performance of Medical Electrical Equipment Classification of applied parts Cl.8.3 IEC 60601-1 2005 AMD1 201 2 AMD2 2020 | Class B
ELETTRA TECH PRIVATE LIMITED Ground Floor, A-38, IKAS Technologies Complex, 2nd Cross street, Newgen Software Technologies, SIPCOT IT Park, Pudupakam, Kanchipuram, Tamil Nadu Pincode: 603103 | TL/MD/2025/000001 | 13-Feb-2025 | ELECTRONICS- MEE Basic Safety and Essential Performance of Medical Electrical Equipment Classification of applied parts Cl.8.3 IS 13450 (Part 1) 2018 IEC60601-1 2012 | Class B
ELETTRA TECH PRIVATE LIMITED Ground Floor, A-38, IKAS Technologies Complex, 2nd Cross street, Newgen Software Technologies, SIPCOT IT Park, Pudupakam, Kanchipuram, Tamil Nadu Pincode: 603103 | TL/MD/2025/000001 | 13-Feb-2025 | ELECTRONICS- MEE Basic Safety and Essential Performance of Medical Electrical Equipment Compatibility with substances used with the ME EQUIPMENT Cl.11.6.8 of IEC 60601-1 2005 AMD1 201 2 AMD2 2020 | Class B
ELETTRA TECH PRIVATE LIMITED Ground Floor, A-38, IKAS Technologies Complex, 2nd Cross street, Newgen Software Technologies, SIPCOT IT Park, Pudupakam, Kanchipuram, Tamil Nadu Pincode: 603103 | TL/MD/2025/000001 | 13-Feb-2025 | ELECTRONICS- MEE Basic Safety and Essential Performance of Medical Electrical Equipment Components and wiring Cl.8.10 IEC 60601- 1 2005 AMD1 2012 AM D2 2020 | Class B
ELETTRA TECH PRIVATE LIMITED Ground Floor, A-38, IKAS Technologies Complex, 2nd Cross street, Newgen Software Technologies, SIPCOT IT Park, Pudupakam, Kanchipuram, Tamil Nadu Pincode: 603103 | TL/MD/2025/000001 | 13-Feb-2025 | ELECTRONICS- MEE Basic Safety and Essential Performance of Medical Electrical Equipment Components and wiring Cl.8.10 IS 13450 (Part 1) 2018 IEC60601-1 2012 | Class B
ELETTRA TECH PRIVATE LIMITED Ground Floor, A-38, IKAS Technologies Complex, 2nd Cross street, Newgen Software Technologies, SIPCOT IT Park, Pudupakam, Kanchipuram, Tamil Nadu Pincode: 603103 | TL/MD/2025/000001 | 13-Feb-2025 | ELECTRONICS- MEE Basic Safety and Essential Performance of Medical Electrical Equipment Components of ME EQUIPMENT Cl.4.8 IEC60601-1 2005 AMD1 2012 AMD2 2020 | Class B
ELETTRA TECH PRIVATE LIMITED Ground Floor, A-38, IKAS Technologies Complex, 2nd Cross street, Newgen Software Technologies, SIPCOT IT Park, Pudupakam, Kanchipuram, Tamil Nadu Pincode: 603103 | TL/MD/2025/000001 | 13-Feb-2025 | ELECTRONICS- MEE Basic Safety and Essential Performance of Medical Electrical Equipment Components of ME EQUIPMENT Cl.4.8 IS 13450 (Part1) 2018 IEC60601- 1 2012 | Class B
ELETTRA TECH PRIVATE LIMITED Ground Floor, A-38, IKAS Technologies Complex, 2nd Cross street, Newgen Software Technologies, SIPCOT IT Park, Pudupakam, Kanchipuram, Tamil Nadu Pincode: 603103 | TL/MD/2025/000001 | 13-Feb-2025 | ELECTRONICS- MEE Basic Safety and Essential Performance of Medical Electrical Equipment Creepage distances and air clearances Cl.8.9 IEC 60601-1 2005 AMD1 201 2 AMD2 2020 (Except 8.9.7.1) | Class B
ELETTRA TECH PRIVATE LIMITED Ground Floor, A-38, IKAS Technologies Complex, 2nd Cross street, Newgen Software Technologies, SIPCOT IT Park, Pudupakam, Kanchipuram, Tamil Nadu Pincode: 603103 | TL/MD/2025/000001 | 13-Feb-2025 | ELECTRONICS- MEE Basic Safety and Essential Performance of Medical Electrical Equipment Creepage distances and air clearances Cl.8.9 IS 13450 (Part 1) 2018 IEC60601-1 2012 (Except 8.9.7.1) | Class B
ELETTRA TECH PRIVATE LIMITED Ground Floor, A-38, IKAS Technologies Complex, 2nd Cross street, Newgen Software Technologies, SIPCOT IT Park, Pudupakam, Kanchipuram, Tamil Nadu Pincode: 603103 | TL/MD/2025/000001 | 13-Feb-2025 | ELECTRONICS- MEE Basic Safety and Essential Performance of Medical Electrical Equipment Determination of APPLIED PARTS and ACCESSIBLE PARTS Cl.5.9 IEC 60601-1 2005 AMD1 201 2 AMD2 2020 | Class B
ELETTRA TECH PRIVATE LIMITED Ground Floor, A-38, IKAS Technologies Complex, 2nd Cross street, Newgen Software Technologies, SIPCOT IT Park, Pudupakam, Kanchipuram, Tamil Nadu Pincode: 603103 | TL/MD/2025/000001 | 13-Feb-2025 | ELECTRONICS- MEE Basic Safety and Essential Performance of Medical Electrical Equipment Determination of APPLIED PARTS and ACCESSIBLE PARTS Cl.5.9 IS 13450 (Part 1) 2018 IEC 60601-1 2012 | Class B
ELETTRA TECH PRIVATE LIMITED Ground Floor, A-38, IKAS Technologies Complex, 2nd Cross street, Newgen Software Technologies, SIPCOT IT Park, Pudupakam, Kanchipuram, Tamil Nadu Pincode: 603103 | TL/MD/2025/000001 | 13-Feb-2025 | ELECTRONICS- MEE Basic Safety and Essential Performance of Medical Electrical Equipment Diagnostic or therapeutic acoustic pressure Cl.12.4.6 IEC 60601-1 2005 AMD1 201 2 AMD2 2020 | Class B
ELETTRA TECH PRIVATE LIMITED Ground Floor, A-38, IKAS Technologies Complex, 2nd Cross street, Newgen Software Technologies, SIPCOT IT Park, Pudupakam, Kanchipuram, Tamil Nadu Pincode: 603103 | TL/MD/2025/000001 | 13-Feb-2025 | ELECTRONICS- MEE Basic Safety and Essential Performance of Medical Electrical Equipment Diagnostic or therapeutic acoustic pressure Cl.12.4.6 IS 13450 (Part 1) 2018 IEC60601-1 2012 | Class B
ELETTRA TECH PRIVATE LIMITED Ground Floor, A-38, IKAS Technologies Complex, 2nd Cross street, Newgen Software Technologies, SIPCOT IT Park, Pudupakam, Kanchipuram, Tamil Nadu Pincode: 603103 | TL/MD/2025/000001 | 13-Feb-2025 | ELECTRONICS- MEE Basic Safety and Essential Performance of Medical Electrical Equipment Dielectric strength Cl.8.8.3 of IEC 60601-1 2005 AMD1 201 2 AMD2 2020 | Class B
ELETTRA TECH PRIVATE LIMITED Ground Floor, A-38, IKAS Technologies Complex, 2nd Cross street, Newgen Software Technologies, SIPCOT IT Park, Pudupakam, Kanchipuram, Tamil Nadu Pincode: 603103 | TL/MD/2025/000001 | 13-Feb-2025 | ELECTRONICS- MEE Basic Safety and Essential Performance of Medical Electrical Equipment Dielectric strength Cl.8.8.3 of IS 13450 (Part 1) 2018 IEC60601-1 2012 | Class B
ELETTRA TECH PRIVATE LIMITED Ground Floor, A-38, IKAS Technologies Complex, 2nd Cross street, Newgen Software Technologies, SIPCOT IT Park, Pudupakam, Kanchipuram, Tamil Nadu Pincode: 603103 | TL/MD/2025/000001 | 13-Feb-2025 | ELECTRONICS- MEE Basic Safety and Essential Performance of Medical Electrical Equipment Drop test Cl.15.3.4 of IEC 60601-1 2005 AMD1 2012 AMD2 2020 | Class B
ELETTRA TECH PRIVATE LIMITED Ground Floor, A-38, IKAS Technologies Complex, 2nd Cross street, Newgen Software Technologies, SIPCOT IT Park, Pudupakam, Kanchipuram, Tamil Nadu Pincode: 603103 | TL/MD/2025/000001 | 13-Feb-2025 | ELECTRONICS- MEE Basic Safety and Essential Performance of Medical Electrical Equipment Drop test Cl.15.3.4 of IS 13450 (Part 1) 2018 IEC60601-1 2012 | Class B
ELETTRA TECH PRIVATE LIMITED Ground Floor, A-38, IKAS Technologies Complex, 2nd Cross street, Newgen Software Technologies, SIPCOT IT Park, Pudupakam, Kanchipuram, Tamil Nadu Pincode: 603103 | TL/MD/2025/000001 | 13-Feb-2025 | ELECTRONICS- MEE Basic Safety and Essential Performance of Medical Electrical Equipment Electrical SINGLE FAULT Conditions Cl.13.2.2 of IEC 60601-1 2005 AMD1 201 2 AMD2 2020 | Class B
ELETTRA TECH PRIVATE LIMITED Ground Floor, A-38, IKAS Technologies Complex, 2nd Cross street, Newgen Software Technologies, SIPCOT IT Park, Pudupakam, Kanchipuram, Tamil Nadu Pincode: 603103 | TL/MD/2025/000001 | 13-Feb-2025 | ELECTRONICS- MEE Basic Safety and Essential Performance of Medical Electrical Equipment Electrical SINGLE FAULT Conditions Cl.13.2.2 of IS 13450 (Part 1) 2018 IEC 60601-1 2012 | Class B
ELETTRA TECH PRIVATE LIMITED Ground Floor, A-38, IKAS Technologies Complex, 2nd Cross street, Newgen Software Technologies, SIPCOT IT Park, Pudupakam, Kanchipuram, Tamil Nadu Pincode: 603103 | TL/MD/2025/000001 | 13-Feb-2025 | ELECTRONICS- MEE Basic Safety and Essential Performance of Medical Electrical Equipment Environmental influences Cl.15.3.7 of IEC 60601-1 2005 AMD1 201 2 AMD2 2020 | Class B
ELETTRA TECH PRIVATE LIMITED Ground Floor, A-38, IKAS Technologies Complex, 2nd Cross street, Newgen Software Technologies, SIPCOT IT Park, Pudupakam, Kanchipuram, Tamil Nadu Pincode: 603103 | TL/MD/2025/000001 | 13-Feb-2025 | ELECTRONICS- MEE Basic Safety and Essential Performance of Medical Electrical Equipment Environmental influences Cl.15.3.7 of IS 13450 (Part 1) 2018 IEC60601-1 2012 | Class B
ELETTRA TECH PRIVATE LIMITED Ground Floor, A-38, IKAS Technologies Complex, 2nd Cross street, Newgen Software Technologies, SIPCOT IT Park, Pudupakam, Kanchipuram, Tamil Nadu Pincode: 603103 | TL/MD/2025/000001 | 13-Feb-2025 | ELECTRONICS- MEE Basic Safety and Essential Performance of Medical Electrical Equipment Exceeding LEAKAGE CURRENT or Voltage limits Cl.13.1.3 of IEC 60601-1 2005 AMD1 201 2 AMD2 2020 | Class B
ELETTRA TECH PRIVATE LIMITED Ground Floor, A-38, IKAS Technologies Complex, 2nd Cross street, Newgen Software Technologies, SIPCOT IT Park, Pudupakam, Kanchipuram, Tamil Nadu Pincode: 603103 | TL/MD/2025/000001 | 13-Feb-2025 | ELECTRONICS- MEE Basic Safety and Essential Performance of Medical Electrical Equipment Exceeding LEAKAGE CURRENT or Voltage limits Cl.13.1.3 of IS 13450 (Part 1) 2018 IEC 60601-1 2012 | Class B
ELETTRA TECH PRIVATE LIMITED Ground Floor, A-38, IKAS Technologies Complex, 2nd Cross street, Newgen Software Technologies, SIPCOT IT Park, Pudupakam, Kanchipuram, Tamil Nadu Pincode: 603103 | TL/MD/2025/000001 | 13-Feb-2025 | ELECTRONICS- MEE Basic Safety and Essential Performance of Medical Electrical Equipment Excessive temperatures in ME Equipment Cl.11.1 of IEC 60601-1 2005 AMD1 201 2 AMD2 2020 | Class B
ELETTRA TECH PRIVATE LIMITED Ground Floor, A-38, IKAS Technologies Complex, 2nd Cross street, Newgen Software Technologies, SIPCOT IT Park, Pudupakam, Kanchipuram, Tamil Nadu Pincode: 603103 | TL/MD/2025/000001 | 13-Feb-2025 | ELECTRONICS- MEE Basic Safety and Essential Performance of Medical Electrical Equipment Excessive temperatures in ME Equipment Cl.11.1 of IS 13450 (Part 1) 2018 IEC60601-1 2012 | Class B
ELETTRA TECH PRIVATE LIMITED Ground Floor, A-38, IKAS Technologies Complex, 2nd Cross street, Newgen Software Technologies, SIPCOT IT Park, Pudupakam, Kanchipuram, Tamil Nadu Pincode: 603103 | TL/MD/2025/000001 | 13-Feb-2025 | ELECTRONICS- MEE Basic Safety and Essential Performance of Medical Electrical Equipment Expected Service Life Cl.4.4 of IEC 60601-1 2005 AMD1 201 2 AMD2 2020 | Class B
ELETTRA TECH PRIVATE LIMITED Ground Floor, A-38, IKAS Technologies Complex, 2nd Cross street, Newgen Software Technologies, SIPCOT IT Park, Pudupakam, Kanchipuram, Tamil Nadu Pincode: 603103 | TL/MD/2025/000001 | 13-Feb-2025 | ELECTRONICS- MEE Basic Safety and Essential Performance of Medical Electrical Equipment Expected Service Life Cl.4.4 of IS 13450 (Part 1) 2018 IEC60601-1 2012 | Class B
ELETTRA TECH PRIVATE LIMITED Ground Floor, A-38, IKAS Technologies Complex, 2nd Cross street, Newgen Software Technologies, SIPCOT IT Park, Pudupakam, Kanchipuram, Tamil Nadu Pincode: 603103 | TL/MD/2025/000001 | 13-Feb-2025 | ELECTRONICS- MEE Basic Safety and Essential Performance of Medical Electrical Equipment Failure of Temperature limiting devices Cl.13.2.5 of IEC 60601-1 2005 AMD1 201 2 AMD2 2020 | Class B
ELETTRA TECH PRIVATE LIMITED Ground Floor, A-38, IKAS Technologies Complex, 2nd Cross street, Newgen Software Technologies, SIPCOT IT Park, Pudupakam, Kanchipuram, Tamil Nadu Pincode: 603103 | TL/MD/2025/000001 | 13-Feb-2025 | ELECTRONICS- MEE Basic Safety and Essential Performance of Medical Electrical Equipment Failure of Temperature limiting devices Cl.13.2.5 of IS 13450 (Part 1) 2018 IEC60601-1 2012 | Class B
ELETTRA TECH PRIVATE LIMITED Ground Floor, A-38, IKAS Technologies Complex, 2nd Cross street, Newgen Software Technologies, SIPCOT IT Park, Pudupakam, Kanchipuram, Tamil Nadu Pincode: 603103 | TL/MD/2025/000001 | 13-Feb-2025 | ELECTRONICS- MEE Basic Safety and Essential Performance of Medical Electrical Equipment Failure of THERMOSTATS Cl.13.2.4 of IEC 60601-1 2005 AMD1 201 2 AMD2 2020 | Class B
ELETTRA TECH PRIVATE LIMITED Ground Floor, A-38, IKAS Technologies Complex, 2nd Cross street, Newgen Software Technologies, SIPCOT IT Park, Pudupakam, Kanchipuram, Tamil Nadu Pincode: 603103 | TL/MD/2025/000001 | 13-Feb-2025 | ELECTRONICS- MEE Basic Safety and Essential Performance of Medical Electrical Equipment Failure of THERMOSTATS Cl.13.2.4 of IS 13450 (Part 1) 2018 IEC60601-1 2012 | Class B
ELETTRA TECH PRIVATE LIMITED Ground Floor, A-38, IKAS Technologies Complex, 2nd Cross street, Newgen Software Technologies, SIPCOT IT Park, Pudupakam, Kanchipuram, Tamil Nadu Pincode: 603103 | TL/MD/2025/000001 | 13-Feb-2025 | ELECTRONICS- MEE Basic Safety and Essential Performance of Medical Electrical Equipment Force for propulsion Cl.9.4.2.4.2 of IEC 60601-1 2005 AMD1 201 2 AMD2 2020 | Class B
ELETTRA TECH PRIVATE LIMITED Ground Floor, A-38, IKAS Technologies Complex, 2nd Cross street, Newgen Software Technologies, SIPCOT IT Park, Pudupakam, Kanchipuram, Tamil Nadu Pincode: 603103 | TL/MD/2025/000001 | 13-Feb-2025 | ELECTRONICS- MEE Basic Safety and Essential Performance of Medical Electrical Equipment Force for propulsion Cl.9.4.2.4.2 of IS 13450 (Part 1) 2018 IEC60601-1 2012 | Class B
ELETTRA TECH PRIVATE LIMITED Ground Floor, A-38, IKAS Technologies Complex, 2nd Cross street, Newgen Software Technologies, SIPCOT IT Park, Pudupakam, Kanchipuram, Tamil Nadu Pincode: 603103 | TL/MD/2025/000001 | 13-Feb-2025 | ELECTRONICS- MEE Basic Safety and Essential Performance of Medical Electrical Equipment General overload test conditions Cl.13.2.13 of IEC 60601-1 2005 AMD1 201 2 AMD2 2020 | Class B
ELETTRA TECH PRIVATE LIMITED Ground Floor, A-38, IKAS Technologies Complex, 2nd Cross street, Newgen Software Technologies, SIPCOT IT Park, Pudupakam, Kanchipuram, Tamil Nadu Pincode: 603103 | TL/MD/2025/000001 | 13-Feb-2025 | ELECTRONICS- MEE Basic Safety and Essential Performance of Medical Electrical Equipment General overload test conditions Cl.13.2.13 of IS 13450 (Part 1) 2018 IEC 60601-1 2012 | Class B
ELETTRA TECH PRIVATE LIMITED Ground Floor, A-38, IKAS Technologies Complex, 2nd Cross street, Newgen Software Technologies, SIPCOT IT Park, Pudupakam, Kanchipuram, Tamil Nadu Pincode: 603103 | TL/MD/2025/000001 | 13-Feb-2025 | ELECTRONICS- MEE Basic Safety and Essential Performance of Medical Electrical Equipment Grips and other handling devices Cl.9.4.4 of IEC 60601-1 2005 AMD1 201 2 AMD2 2020 | Class B
ELETTRA TECH PRIVATE LIMITED Ground Floor, A-38, IKAS Technologies Complex, 2nd Cross street, Newgen Software Technologies, SIPCOT IT Park, Pudupakam, Kanchipuram, Tamil Nadu Pincode: 603103 | TL/MD/2025/000001 | 13-Feb-2025 | ELECTRONICS- MEE Basic Safety and Essential Performance of Medical Electrical Equipment Grips and other handling devices Cl.9.4.4 of IS 13450 (Part 1) 2018 IEC 60601-1 2012 | Class B
ELETTRA TECH PRIVATE LIMITED Ground Floor, A-38, IKAS Technologies Complex, 2nd Cross street, Newgen Software Technologies, SIPCOT IT Park, Pudupakam, Kanchipuram, Tamil Nadu Pincode: 603103 | TL/MD/2025/000001 | 13-Feb-2025 | ELECTRONICS- MEE Basic Safety and Essential Performance of Medical Electrical Equipment Humidity Preconditioning treatment Cl.5.7 of IEC 60601-1 2005 AMD1 201 2 AMD2 2020 | Class B
ELETTRA TECH PRIVATE LIMITED Ground Floor, A-38, IKAS Technologies Complex, 2nd Cross street, Newgen Software Technologies, SIPCOT IT Park, Pudupakam, Kanchipuram, Tamil Nadu Pincode: 603103 | TL/MD/2025/000001 | 13-Feb-2025 | ELECTRONICS- MEE Basic Safety and Essential Performance of Medical Electrical Equipment Humidity Preconditioning treatment Cl.5.7 of IS 13450 (Part 1) 2018 IEC60601-1 2012 | Class B
ELETTRA TECH PRIVATE LIMITED Ground Floor, A-38, IKAS Technologies Complex, 2nd Cross street, Newgen Software Technologies, SIPCOT IT Park, Pudupakam, Kanchipuram, Tamil Nadu Pincode: 603103 | TL/MD/2025/000001 | 13-Feb-2025 | ELECTRONICS- MEE Basic Safety and Essential Performance of Medical Electrical Equipment Impact test Cl.15.3.3 of IEC 60601-1 2005 AMD1 201 2 AMD2 2020 | Class B
ELETTRA TECH PRIVATE LIMITED Ground Floor, A-38, IKAS Technologies Complex, 2nd Cross street, Newgen Software Technologies, SIPCOT IT Park, Pudupakam, Kanchipuram, Tamil Nadu Pincode: 603103 | TL/MD/2025/000001 | 13-Feb-2025 | ELECTRONICS- MEE Basic Safety and Essential Performance of Medical Electrical Equipment Impact test Cl.15.3.3 of IS 13450 (Part 1) 2018 IEC 60601-1 2012 | Class B
ELETTRA TECH PRIVATE LIMITED Ground Floor, A-38, IKAS Technologies Complex, 2nd Cross street, Newgen Software Technologies, SIPCOT IT Park, Pudupakam, Kanchipuram, Tamil Nadu Pincode: 603103 | TL/MD/2025/000001 | 13-Feb-2025 | ELECTRONICS- MEE Basic Safety and Essential Performance of Medical Electrical Equipment Impairment of cooling that could result in a HAZARD Cl.13.2.7 of IEC 60601-1 2005 AMD1 201 2 AMD2 2020 | Class B
ELETTRA TECH PRIVATE LIMITED Ground Floor, A-38, IKAS Technologies Complex, 2nd Cross street, Newgen Software Technologies, SIPCOT IT Park, Pudupakam, Kanchipuram, Tamil Nadu Pincode: 603103 | TL/MD/2025/000001 | 13-Feb-2025 | ELECTRONICS- MEE Basic Safety and Essential Performance of Medical Electrical Equipment Impairment of cooling that could result in a HAZARD Cl.13.2.7 of IS 13450 (Part 1) 2018 IEC 60601-1 2012 | Class B
ELETTRA TECH PRIVATE LIMITED Ground Floor, A-38, IKAS Technologies Complex, 2nd Cross street, Newgen Software Technologies, SIPCOT IT Park, Pudupakam, Kanchipuram, Tamil Nadu Pincode: 603103 | TL/MD/2025/000001 | 13-Feb-2025 | ELECTRONICS- MEE Basic Safety and Essential Performance of Medical Electrical Equipment Incorrect Output Cl.12.4.4 IS 13450 (Part 1) 2018 IEC 60601-1 2012 | Class B
ELETTRA TECH PRIVATE LIMITED Ground Floor, A-38, IKAS Technologies Complex, 2nd Cross street, Newgen Software Technologies, SIPCOT IT Park, Pudupakam, Kanchipuram, Tamil Nadu Pincode: 603103 | TL/MD/2025/000001 | 13-Feb-2025 | ELECTRONICS- MEE Basic Safety and Essential Performance of Medical Electrical Equipment Incorrect Output Cl.12.4.4 of IEC 60601-1 2005 AMD1 201 2 AMD2 2020 | Class B
ELETTRA TECH PRIVATE LIMITED Ground Floor, A-38, IKAS Technologies Complex, 2nd Cross street, Newgen Software Technologies, SIPCOT IT Park, Pudupakam, Kanchipuram, Tamil Nadu Pincode: 603103 | TL/MD/2025/000001 | 13-Feb-2025 | ELECTRONICS- MEE Basic Safety and Essential Performance of Medical Electrical Equipment Indication of parameters relevant to safety Cl.12.4.2 of IEC 60601-1 2005 AMD1 201 2 AMD2 2020 | Class B
ELETTRA TECH PRIVATE LIMITED Ground Floor, A-38, IKAS Technologies Complex, 2nd Cross street, Newgen Software Technologies, SIPCOT IT Park, Pudupakam, Kanchipuram, Tamil Nadu Pincode: 603103 | TL/MD/2025/000001 | 13-Feb-2025 | ELECTRONICS- MEE Basic Safety and Essential Performance of Medical Electrical Equipment Indication of parameters relevant to safety Cl.12.4.2 of IS 13450 (Part 1) 2018 IEC 60601-1 2012 | Class B
ELETTRA TECH PRIVATE LIMITED Ground Floor, A-38, IKAS Technologies Complex, 2nd Cross street, Newgen Software Technologies, SIPCOT IT Park, Pudupakam, Kanchipuram, Tamil Nadu Pincode: 603103 | TL/MD/2025/000001 | 13-Feb-2025 | ELECTRONICS- MEE Basic Safety and Essential Performance of Medical Electrical Equipment Instability Excluding transport Position Cl.9.4.2.2 of IEC 60601-1 2005 AMD1 201 2 AMD2 2020 | Class B
ELETTRA TECH PRIVATE LIMITED Ground Floor, A-38, IKAS Technologies Complex, 2nd Cross street, Newgen Software Technologies, SIPCOT IT Park, Pudupakam, Kanchipuram, Tamil Nadu Pincode: 603103 | TL/MD/2025/000001 | 13-Feb-2025 | ELECTRONICS- MEE Basic Safety and Essential Performance of Medical Electrical Equipment Instability Excluding transport Position Cl.9.4.2.2 of IS 13450 (Part 1) 2018 IEC 60601-1 2012 | Class B
ELETTRA TECH PRIVATE LIMITED Ground Floor, A-38, IKAS Technologies Complex, 2nd Cross street, Newgen Software Technologies, SIPCOT IT Park, Pudupakam, Kanchipuram, Tamil Nadu Pincode: 603103 | TL/MD/2025/000001 | 13-Feb-2025 | ELECTRONICS- MEE Basic Safety and Essential Performance of Medical Electrical Equipment Instability from horizontal and Vertical Forces Cl.9.4.2.3 IS 13450 (Part 1) 2018 IEC 60601-1 2012 | Class B
ELETTRA TECH PRIVATE LIMITED Ground Floor, A-38, IKAS Technologies Complex, 2nd Cross street, Newgen Software Technologies, SIPCOT IT Park, Pudupakam, Kanchipuram, Tamil Nadu Pincode: 603103 | TL/MD/2025/000001 | 13-Feb-2025 | ELECTRONICS- MEE Basic Safety and Essential Performance of Medical Electrical Equipment Instability from horizontal and Vertical Forces Cl.9.4.2.3 of IEC 60601-1 2005 AMD1 201 2 AMD2 2020 | Class B
ELETTRA TECH PRIVATE LIMITED Ground Floor, A-38, IKAS Technologies Complex, 2nd Cross street, Newgen Software Technologies, SIPCOT IT Park, Pudupakam, Kanchipuram, Tamil Nadu Pincode: 603103 | TL/MD/2025/000001 | 13-Feb-2025 | ELECTRONICS- MEE Basic Safety and Essential Performance of Medical Electrical Equipment Instability in transport Position Cl.9.4.2.1 of IEC 60601-1 2005 AMD1 201 2 AMD2 2020 | Class B
ELETTRA TECH PRIVATE LIMITED Ground Floor, A-38, IKAS Technologies Complex, 2nd Cross street, Newgen Software Technologies, SIPCOT IT Park, Pudupakam, Kanchipuram, Tamil Nadu Pincode: 603103 | TL/MD/2025/000001 | 13-Feb-2025 | ELECTRONICS- MEE Basic Safety and Essential Performance of Medical Electrical Equipment Instability in transport Position Cl.9.4.2.1 of IS 13450 (Part 1) 2018 IEC 60601-1 2012 | Class B
ELETTRA TECH PRIVATE LIMITED Ground Floor, A-38, IKAS Technologies Complex, 2nd Cross street, Newgen Software Technologies, SIPCOT IT Park, Pudupakam, Kanchipuram, Tamil Nadu Pincode: 603103 | TL/MD/2025/000001 | 13-Feb-2025 | ELECTRONICS- MEE Basic Safety and Essential Performance of Medical Electrical Equipment Instability in transport Position Cl.9.4.3.1 of IS 13450 (Part 1) 2018 IEC 60601-1 2012 | Class B
ELETTRA TECH PRIVATE LIMITED Ground Floor, A-38, IKAS Technologies Complex, 2nd Cross street, Newgen Software Technologies, SIPCOT IT Park, Pudupakam, Kanchipuram, Tamil Nadu Pincode: 603103 | TL/MD/2025/000001 | 13-Feb-2025 | ELECTRONICS- MEE Basic Safety and Essential Performance of Medical Electrical Equipment Insulation Cl.8.8 of IEC 60601-1 2005 AMD1 2012 AMD2 2020 | Class B
ELETTRA TECH PRIVATE LIMITED Ground Floor, A-38, IKAS Technologies Complex, 2nd Cross street, Newgen Software Technologies, SIPCOT IT Park, Pudupakam, Kanchipuram, Tamil Nadu Pincode: 603103 | TL/MD/2025/000001 | 13-Feb-2025 | ELECTRONICS- MEE Basic Safety and Essential Performance of Medical Electrical Equipment Insulation Cl.8.8 of IS 13450 (Part 1) 2018 IEC 60601-1 2012 | Class B
ELETTRA TECH PRIVATE LIMITED Ground Floor, A-38, IKAS Technologies Complex, 2nd Cross street, Newgen Software Technologies, SIPCOT IT Park, Pudupakam, Kanchipuram, Tamil Nadu Pincode: 603103 | TL/MD/2025/000001 | 13-Feb-2025 | ELECTRONICS- MEE Basic Safety and Essential Performance of Medical Electrical Equipment Intentional exceeding of safety limits Cl.12.4.1 of IEC 60601-1 2005 AMD1 2012 AMD2 2020 | Class B
ELETTRA TECH PRIVATE LIMITED Ground Floor, A-38, IKAS Technologies Complex, 2nd Cross street, Newgen Software Technologies, SIPCOT IT Park, Pudupakam, Kanchipuram, Tamil Nadu Pincode: 603103 | TL/MD/2025/000001 | 13-Feb-2025 | ELECTRONICS- MEE Basic Safety and Essential Performance of Medical Electrical Equipment Intentional exceeding of safety limits Cl.12.4.1 of IS 13450 (Part 1) 2018 IEC 60601-1 2012 | Class B
ELETTRA TECH PRIVATE LIMITED Ground Floor, A-38, IKAS Technologies Complex, 2nd Cross street, Newgen Software Technologies, SIPCOT IT Park, Pudupakam, Kanchipuram, Tamil Nadu Pincode: 603103 | TL/MD/2025/000001 | 13-Feb-2025 | ELECTRONICS- MEE Basic Safety and Essential Performance of Medical Electrical Equipment Interruption and short circuiting of motor capacitors Cl.13.2.9 of IEC 60601-1 2005 AMD1 2012 AMD2 2020 | Class B
ELETTRA TECH PRIVATE LIMITED Ground Floor, A-38, IKAS Technologies Complex, 2nd Cross street, Newgen Software Technologies, SIPCOT IT Park, Pudupakam, Kanchipuram, Tamil Nadu Pincode: 603103 | TL/MD/2025/000001 | 13-Feb-2025 | ELECTRONICS- MEE Basic Safety and Essential Performance of Medical Electrical Equipment Interruption and short circuiting of motor capacitors Cl.13.2.9 of IS 13450 (Part 1) 2018 IEC 60601-1 2012 | Class B
ELETTRA TECH PRIVATE LIMITED Ground Floor, A-38, IKAS Technologies Complex, 2nd Cross street, Newgen Software Technologies, SIPCOT IT Park, Pudupakam, Kanchipuram, Tamil Nadu Pincode: 603103 | TL/MD/2025/000001 | 13-Feb-2025 | ELECTRONICS- MEE Basic Safety and Essential Performance of Medical Electrical Equipment Interruption of the power supply mains to ME Equipment Cl.11.8 of IEC 60601-1 2005 AMD1 2012 AMD2 2020 | Class B
ELETTRA TECH PRIVATE LIMITED Ground Floor, A-38, IKAS Technologies Complex, 2nd Cross street, Newgen Software Technologies, SIPCOT IT Park, Pudupakam, Kanchipuram, Tamil Nadu Pincode: 603103 | TL/MD/2025/000001 | 13-Feb-2025 | ELECTRONICS- MEE Basic Safety and Essential Performance of Medical Electrical Equipment Interruption of the power supply mains to ME Equipment Cl.11.8 of IS 13450 (Part 1) 2018 IEC 60601-1 2012 | Class B
ELETTRA TECH PRIVATE LIMITED Ground Floor, A-38, IKAS Technologies Complex, 2nd Cross street, Newgen Software Technologies, SIPCOT IT Park, Pudupakam, Kanchipuram, Tamil Nadu Pincode: 603103 | TL/MD/2025/000001 | 13-Feb-2025 | ELECTRONICS- MEE Basic Safety and Essential Performance of Medical Electrical Equipment Leakage Currents and patient auxiliary currents Cl.8.7 of IEC 60601-1 2005 AMD1 2012 AMD2 2020 | Class B
ELETTRA TECH PRIVATE LIMITED Ground Floor, A-38, IKAS Technologies Complex, 2nd Cross street, Newgen Software Technologies, SIPCOT IT Park, Pudupakam, Kanchipuram, Tamil Nadu Pincode: 603103 | TL/MD/2025/000001 | 13-Feb-2025 | ELECTRONICS- MEE Basic Safety and Essential Performance of Medical Electrical Equipment Leakage Currents and patient auxiliary currents Cl.8.7 of IS 13450 (Part 1) 2018 IEC 60601-1 2012 | Class B
ELETTRA TECH PRIVATE LIMITED Ground Floor, A-38, IKAS Technologies Complex, 2nd Cross street, Newgen Software Technologies, SIPCOT IT Park, Pudupakam, Kanchipuram, Tamil Nadu Pincode: 603103 | TL/MD/2025/000001 | 13-Feb-2025 | ELECTRONICS- MEE Basic Safety and Essential Performance of Medical Electrical Equipment Leakage of Liquid Cl.13.2.6 of IEC 60601-1 2005 AMD1 2012 AMD2 2020 | Class B
ELETTRA TECH PRIVATE LIMITED Ground Floor, A-38, IKAS Technologies Complex, 2nd Cross street, Newgen Software Technologies, SIPCOT IT Park, Pudupakam, Kanchipuram, Tamil Nadu Pincode: 603103 | TL/MD/2025/000001 | 13-Feb-2025 | ELECTRONICS- MEE Basic Safety and Essential Performance of Medical Electrical Equipment Leakage of Liquid Cl.13.2.6 of IS 13450 (Part 1) 2018 IEC 60601-1 2012 | Class B
ELETTRA TECH PRIVATE LIMITED Ground Floor, A-38, IKAS Technologies Complex, 2nd Cross street, Newgen Software Technologies, SIPCOT IT Park, Pudupakam, Kanchipuram, Tamil Nadu Pincode: 603103 | TL/MD/2025/000001 | 13-Feb-2025 | ELECTRONICS- MEE Basic Safety and Essential Performance of Medical Electrical Equipment Legibility of markings Cl.7.1.3 of IEC 60601-1 2005 AMD1 2012 AMD2 2020 | Class B
ELETTRA TECH PRIVATE LIMITED Ground Floor, A-38, IKAS Technologies Complex, 2nd Cross street, Newgen Software Technologies, SIPCOT IT Park, Pudupakam, Kanchipuram, Tamil Nadu Pincode: 603103 | TL/MD/2025/000001 | 13-Feb-2025 | ELECTRONICS- MEE Basic Safety and Essential Performance of Medical Electrical Equipment Legibility of markings Cl.7.1.3 of IS 13450 (Part 1) 2018 IEC 60601-1 2012 | Class B
ELETTRA TECH PRIVATE LIMITED Ground Floor, A-38, IKAS Technologies Complex, 2nd Cross street, Newgen Software Technologies, SIPCOT IT Park, Pudupakam, Kanchipuram, Tamil Nadu Pincode: 603103 | TL/MD/2025/000001 | 13-Feb-2025 | ELECTRONICS- MEE Basic Safety and Essential Performance of Medical Electrical Equipment Limitations Voltage and energy Cl.8.4 of IEC 60601-1 2005 AMD1 2012 AMD2 2020 | Class B
ELETTRA TECH PRIVATE LIMITED Ground Floor, A-38, IKAS Technologies Complex, 2nd Cross street, Newgen Software Technologies, SIPCOT IT Park, Pudupakam, Kanchipuram, Tamil Nadu Pincode: 603103 | TL/MD/2025/000001 | 13-Feb-2025 | ELECTRONICS- MEE Basic Safety and Essential Performance of Medical Electrical Equipment Limitations Voltage and energy Cl.8.4 of IS 13450 (Part 1) 2018 IEC 60601-1 2012 | Class B
ELETTRA TECH PRIVATE LIMITED Ground Floor, A-38, IKAS Technologies Complex, 2nd Cross street, Newgen Software Technologies, SIPCOT IT Park, Pudupakam, Kanchipuram, Tamil Nadu Pincode: 603103 | TL/MD/2025/000001 | 13-Feb-2025 | ELECTRONICS- MEE Basic Safety and Essential Performance of Medical Electrical Equipment Locking of moving parts Cl.13.2.8 of IEC 60601-1 2005 AMD1 2012 AMD2 2020 | Class B
ELETTRA TECH PRIVATE LIMITED Ground Floor, A-38, IKAS Technologies Complex, 2nd Cross street, Newgen Software Technologies, SIPCOT IT Park, Pudupakam, Kanchipuram, Tamil Nadu Pincode: 603103 | TL/MD/2025/000001 | 13-Feb-2025 | ELECTRONICS- MEE Basic Safety and Essential Performance of Medical Electrical Equipment Locking of moving parts Cl.13.2.8 of IS 13450 (Part 1) 2018 IEC 60601-1 2012 | Class B
ELETTRA TECH PRIVATE LIMITED Ground Floor, A-38, IKAS Technologies Complex, 2nd Cross street, Newgen Software Technologies, SIPCOT IT Park, Pudupakam, Kanchipuram, Tamil Nadu Pincode: 603103 | TL/MD/2025/000001 | 13-Feb-2025 | ELECTRONICS- MEE Basic Safety and Essential Performance of Medical Electrical Equipment MAINS PARTS, Components and layout Cl.8.11 of IEC 60601-1 2005 AMD1 2012 AMD2 2020 | Class B
ELETTRA TECH PRIVATE LIMITED Ground Floor, A-38, IKAS Technologies Complex, 2nd Cross street, Newgen Software Technologies, SIPCOT IT Park, Pudupakam, Kanchipuram, Tamil Nadu Pincode: 603103 | TL/MD/2025/000001 | 13-Feb-2025 | ELECTRONICS- MEE Basic Safety and Essential Performance of Medical Electrical Equipment MAINS PARTS, Components and layout Cl.8.11 of IS 13450 (Part 1) 2018 IEC 60601-1 2012 | Class B
ELETTRA TECH PRIVATE LIMITED Ground Floor, A-38, IKAS Technologies Complex, 2nd Cross street, Newgen Software Technologies, SIPCOT IT Park, Pudupakam, Kanchipuram, Tamil Nadu Pincode: 603103 | TL/MD/2025/000001 | 13-Feb-2025 | ELECTRONICS- MEE Basic Safety and Essential Performance of Medical Electrical Equipment Mains supply transformers Cl.15.5 of IEC 60601-1 2005 AMD1 2012 AMD2 2020 | Class B
ELETTRA TECH PRIVATE LIMITED Ground Floor, A-38, IKAS Technologies Complex, 2nd Cross street, Newgen Software Technologies, SIPCOT IT Park, Pudupakam, Kanchipuram, Tamil Nadu Pincode: 603103 | TL/MD/2025/000001 | 13-Feb-2025 | ELECTRONICS- MEE Basic Safety and Essential Performance of Medical Electrical Equipment Mains supply transformers Cl.15.5 of IS 13450 (Part 1) 2018 IEC 60601-1 2012 | Class B
ELETTRA TECH PRIVATE LIMITED Ground Floor, A-38, IKAS Technologies Complex, 2nd Cross street, Newgen Software Technologies, SIPCOT IT Park, Pudupakam, Kanchipuram, Tamil Nadu Pincode: 603103 | TL/MD/2025/000001 | 13-Feb-2025 | ELECTRONICS- MEE Basic Safety and Essential Performance of Medical Electrical Equipment Mechanical Hazard associated with moving parts Cl.9.2 of IEC 60601-1 2005 AMD1 2012 AMD2 2020 | Class B
ELETTRA TECH PRIVATE LIMITED Ground Floor, A-38, IKAS Technologies Complex, 2nd Cross street, Newgen Software Technologies, SIPCOT IT Park, Pudupakam, Kanchipuram, Tamil Nadu Pincode: 603103 | TL/MD/2025/000001 | 13-Feb-2025 | ELECTRONICS- MEE Basic Safety and Essential Performance of Medical Electrical Equipment Mechanical Hazard associated with moving parts Cl.9.2 of IS 13450 (Part 1) 2018 IEC 60601-1 2012 | Class B
ELETTRA TECH PRIVATE LIMITED Ground Floor, A-38, IKAS Technologies Complex, 2nd Cross street, Newgen Software Technologies, SIPCOT IT Park, Pudupakam, Kanchipuram, Tamil Nadu Pincode: 603103 | TL/MD/2025/000001 | 13-Feb-2025 | ELECTRONICS- MEE Basic Safety and Essential Performance of Medical Electrical Equipment Mechanical Hazards of ME Equipment Cl.9.1 of IEC 60601-1 2005 AMD1 2012 AMD2 2020 | Class B
ELETTRA TECH PRIVATE LIMITED Ground Floor, A-38, IKAS Technologies Complex, 2nd Cross street, Newgen Software Technologies, SIPCOT IT Park, Pudupakam, Kanchipuram, Tamil Nadu Pincode: 603103 | TL/MD/2025/000001 | 13-Feb-2025 | ELECTRONICS- MEE Basic Safety and Essential Performance of Medical Electrical Equipment Mechanical Hazards of ME Equipment Cl.9.1 of IS 13450 (Part 1) 2018 IEC 60601-1 2012 | Class B
ELETTRA TECH PRIVATE LIMITED Ground Floor, A-38, IKAS Technologies Complex, 2nd Cross street, Newgen Software Technologies, SIPCOT IT Park, Pudupakam, Kanchipuram, Tamil Nadu Pincode: 603103 | TL/MD/2025/000001 | 13-Feb-2025 | ELECTRONICS- MEE Basic Safety and Essential Performance of Medical Electrical Equipment Mechanical Strength and resistance to heat Cl.8.8.4.1 of IEC 60601-1 2005 AMD1 2012 AMD2 2020 | Class B
ELETTRA TECH PRIVATE LIMITED Ground Floor, A-38, IKAS Technologies Complex, 2nd Cross street, Newgen Software Technologies, SIPCOT IT Park, Pudupakam, Kanchipuram, Tamil Nadu Pincode: 603103 | TL/MD/2025/000001 | 13-Feb-2025 | ELECTRONICS- MEE Basic Safety and Essential Performance of Medical Electrical Equipment Mechanical Strength and resistance to heat Cl.8.8.4.1 of IS 13450 (Part 1) 2018 IEC 60601-1 2012 | Class B
ELETTRA TECH PRIVATE LIMITED Ground Floor, A-38, IKAS Technologies Complex, 2nd Cross street, Newgen Software Technologies, SIPCOT IT Park, Pudupakam, Kanchipuram, Tamil Nadu Pincode: 603103 | TL/MD/2025/000001 | 13-Feb-2025 | ELECTRONICS- MEE Basic Safety and Essential Performance of Medical Electrical Equipment Mechanical Strength Cl.15.3 of IEC 60601-1 2005 AMD1 2012 AMD2 2020 | Class B
ELETTRA TECH PRIVATE LIMITED Ground Floor, A-38, IKAS Technologies Complex, 2nd Cross street, Newgen Software Technologies, SIPCOT IT Park, Pudupakam, Kanchipuram, Tamil Nadu Pincode: 603103 | TL/MD/2025/000001 | 13-Feb-2025 | ELECTRONICS- MEE Basic Safety and Essential Performance of Medical Electrical Equipment Mechanical Strength Cl.15.3 of IS 13450 (Part 1) 2018 IEC 60601-1 2012 | Class B
ELETTRA TECH PRIVATE LIMITED Ground Floor, A-38, IKAS Technologies Complex, 2nd Cross street, Newgen Software Technologies, SIPCOT IT Park, Pudupakam, Kanchipuram, Tamil Nadu Pincode: 603103 | TL/MD/2025/000001 | 13-Feb-2025 | ELECTRONICS- MEE Basic Safety and Essential Performance of Medical Electrical Equipment ME equipment identification, marking and documents Cl.7.0 of IS 13450 (Part 1) 2018 IEC 60601-1 2012 | Class B
ELETTRA TECH PRIVATE LIMITED Ground Floor, A-38, IKAS Technologies Complex, 2nd Cross street, Newgen Software Technologies, SIPCOT IT Park, Pudupakam, Kanchipuram, Tamil Nadu Pincode: 603103 | TL/MD/2025/000001 | 13-Feb-2025 | ELECTRONICS- MEE Basic Safety and Essential Performance of Medical Electrical Equipment ME EQUIPMENT or ME SYSTEM Parts that contact the PATIENT Cl.4.7 of IEC 60601-1 2005 AMD1 2012 AMD2 2020 | Class B
ELETTRA TECH PRIVATE LIMITED Ground Floor, A-38, IKAS Technologies Complex, 2nd Cross street, Newgen Software Technologies, SIPCOT IT Park, Pudupakam, Kanchipuram, Tamil Nadu Pincode: 603103 | TL/MD/2025/000001 | 13-Feb-2025 | ELECTRONICS- MEE Basic Safety and Essential Performance of Medical Electrical Equipment ME EQUIPMENT or ME SYSTEM Parts that contact the PATIENT Cl.4.7 of IS 13450 (Part 1) 2018 IEC 60601-1 2012 | Class B
ELETTRA TECH PRIVATE LIMITED Ground Floor, A-38, IKAS Technologies Complex, 2nd Cross street, Newgen Software Technologies, SIPCOT IT Park, Pudupakam, Kanchipuram, Tamil Nadu Pincode: 603103 | TL/MD/2025/000001 | 13-Feb-2025 | ELECTRONICS- MEE Basic Safety and Essential Performance of Medical Electrical Equipment ME SYSTEMS Cl.16 of IEC 60601-1 2005 AMD1 2012 AMD2 2020 | Class B
ELETTRA TECH PRIVATE LIMITED Ground Floor, A-38, IKAS Technologies Complex, 2nd Cross street, Newgen Software Technologies, SIPCOT IT Park, Pudupakam, Kanchipuram, Tamil Nadu Pincode: 603103 | TL/MD/2025/000001 | 13-Feb-2025 | ELECTRONICS- MEE Basic Safety and Essential Performance of Medical Electrical Equipment ME SYSTEMS Cl.16 of IS 13450 (Part 1) 2018 IEC 60601-1 2012 | Class B
ELETTRA TECH PRIVATE LIMITED Ground Floor, A-38, IKAS Technologies Complex, 2nd Cross street, Newgen Software Technologies, SIPCOT IT Park, Pudupakam, Kanchipuram, Tamil Nadu Pincode: 603103 | TL/MD/2025/000001 | 13-Feb-2025 | ELECTRONICS- MEE Basic Safety and Essential Performance of Medical Electrical Equipment Mode of operation Cl.6.6 of IEC 60601-1 2005 AMD1 2012 AMD2 2020 | Class B
ELETTRA TECH PRIVATE LIMITED Ground Floor, A-38, IKAS Technologies Complex, 2nd Cross street, Newgen Software Technologies, SIPCOT IT Park, Pudupakam, Kanchipuram, Tamil Nadu Pincode: 603103 | TL/MD/2025/000001 | 13-Feb-2025 | ELECTRONICS- MEE Basic Safety and Essential Performance of Medical Electrical Equipment Mode of operation Cl.6.6 of IS 13450 (Part 1) 2018 IEC 60601-1 2012 | Class B
ELETTRA TECH PRIVATE LIMITED Ground Floor, A-38, IKAS Technologies Complex, 2nd Cross street, Newgen Software Technologies, SIPCOT IT Park, Pudupakam, Kanchipuram, Tamil Nadu Pincode: 603103 | TL/MD/2025/000001 | 13-Feb-2025 | ELECTRONICS- MEE Basic Safety and Essential Performance of Medical Electrical Equipment Mould Stress Relief test Cl.15.3.6 of IEC 60601-1 2005 AMD1 2012 AMD2 2020 | Class B
ELETTRA TECH PRIVATE LIMITED Ground Floor, A-38, IKAS Technologies Complex, 2nd Cross street, Newgen Software Technologies, SIPCOT IT Park, Pudupakam, Kanchipuram, Tamil Nadu Pincode: 603103 | TL/MD/2025/000001 | 13-Feb-2025 | ELECTRONICS- MEE Basic Safety and Essential Performance of Medical Electrical Equipment Mould Stress Relief test Cl.15.3.6 of IS 13450 (Part 1) 2018 IEC 60601-1 2012 | Class B
ELETTRA TECH PRIVATE LIMITED Ground Floor, A-38, IKAS Technologies Complex, 2nd Cross street, Newgen Software Technologies, SIPCOT IT Park, Pudupakam, Kanchipuram, Tamil Nadu Pincode: 603103 | TL/MD/2025/000001 | 13-Feb-2025 | ELECTRONICS- MEE Basic Safety and Essential Performance of Medical Electrical Equipment Movement over a threshold Cl.9.4.2.4.3 of IEC 60601-1 2005 AMD1 2012 AMD2 2020 | Class B
ELETTRA TECH PRIVATE LIMITED Ground Floor, A-38, IKAS Technologies Complex, 2nd Cross street, Newgen Software Technologies, SIPCOT IT Park, Pudupakam, Kanchipuram, Tamil Nadu Pincode: 603103 | TL/MD/2025/000001 | 13-Feb-2025 | ELECTRONICS- MEE Basic Safety and Essential Performance of Medical Electrical Equipment Movement over a threshold Cl.9.4.2.4.3 of IS 13450 (Part 1) 2018 IEC 60601-1 2012 | Class B
ELETTRA TECH PRIVATE LIMITED Ground Floor, A-38, IKAS Technologies Complex, 2nd Cross street, Newgen Software Technologies, SIPCOT IT Park, Pudupakam, Kanchipuram, Tamil Nadu Pincode: 603103 | TL/MD/2025/000001 | 13-Feb-2025 | ELECTRONICS- MEE Basic Safety and Essential Performance of Medical Electrical Equipment Overheating of transformers in ME EQUIPMENT Cl.13.2.3 of IEC 60601-1 2005 AMD1 2012 AMD2 2020 | Class B
ELETTRA TECH PRIVATE LIMITED Ground Floor, A-38, IKAS Technologies Complex, 2nd Cross street, Newgen Software Technologies, SIPCOT IT Park, Pudupakam, Kanchipuram, Tamil Nadu Pincode: 603103 | TL/MD/2025/000001 | 13-Feb-2025 | ELECTRONICS- MEE Basic Safety and Essential Performance of Medical Electrical Equipment Overheating of transformers in ME EQUIPMENT Cl.13.2.3 of IS 13450 (Part 1) 2018 IEC 60601-1 2012 | Class B
ELETTRA TECH PRIVATE LIMITED Ground Floor, A-38, IKAS Technologies Complex, 2nd Cross street, Newgen Software Technologies, SIPCOT IT Park, Pudupakam, Kanchipuram, Tamil Nadu Pincode: 603103 | TL/MD/2025/000001 | 13-Feb-2025 | ELECTRONICS- MEE Basic Safety and Essential Performance of Medical Electrical Equipment Power input Cl.4.11 of IEC 60601-1 2005 AMD1 2012 AMD2 2020 | Class B
ELETTRA TECH PRIVATE LIMITED Ground Floor, A-38, IKAS Technologies Complex, 2nd Cross street, Newgen Software Technologies, SIPCOT IT Park, Pudupakam, Kanchipuram, Tamil Nadu Pincode: 603103 | TL/MD/2025/000001 | 13-Feb-2025 | ELECTRONICS- MEE Basic Safety and Essential Performance of Medical Electrical Equipment Power input Cl.4.11 of IS 13450 (Part 1) 2018 IEC 60601-1 2012 | Class B
ELETTRA TECH PRIVATE LIMITED Ground Floor, A-38, IKAS Technologies Complex, 2nd Cross street, Newgen Software Technologies, SIPCOT IT Park, Pudupakam, Kanchipuram, Tamil Nadu Pincode: 603103 | TL/MD/2025/000001 | 13-Feb-2025 | ELECTRONICS- MEE Basic Safety and Essential Performance of Medical Electrical Equipment Push Test Cl.15.3.2 of IEC 60601-1 2005 AMD1 2012 AMD2 2020 | Class B
ELETTRA TECH PRIVATE LIMITED Ground Floor, A-38, IKAS Technologies Complex, 2nd Cross street, Newgen Software Technologies, SIPCOT IT Park, Pudupakam, Kanchipuram, Tamil Nadu Pincode: 603103 | TL/MD/2025/000001 | 13-Feb-2025 | ELECTRONICS- MEE Basic Safety and Essential Performance of Medical Electrical Equipment Push Test Cl.15.3.2 of IS 13450 (Part 1) 2018 IEC 60601-1 2012 | Class B
ELETTRA TECH PRIVATE LIMITED Ground Floor, A-38, IKAS Technologies Complex, 2nd Cross street, Newgen Software Technologies, SIPCOT IT Park, Pudupakam, Kanchipuram, Tamil Nadu Pincode: 603103 | TL/MD/2025/000001 | 13-Feb-2025 | ELECTRONICS- MEE Basic Safety and Essential Performance of Medical Electrical Equipment Radiotherapy equipment Cl.12.4.5.3 of IEC 60601-1 2005 AMD1 2012 AMD2 2020 | Class B
ELETTRA TECH PRIVATE LIMITED Ground Floor, A-38, IKAS Technologies Complex, 2nd Cross street, Newgen Software Technologies, SIPCOT IT Park, Pudupakam, Kanchipuram, Tamil Nadu Pincode: 603103 | TL/MD/2025/000001 | 13-Feb-2025 | ELECTRONICS- MEE Basic Safety and Essential Performance of Medical Electrical Equipment Radiotherapy equipment Cl.12.4.5.3 of IS 13450 (Part 1) 2018 IEC 60601-1 2012 | Class B
ELETTRA TECH PRIVATE LIMITED Ground Floor, A-38, IKAS Technologies Complex, 2nd Cross street, Newgen Software Technologies, SIPCOT IT Park, Pudupakam, Kanchipuram, Tamil Nadu Pincode: 603103 | TL/MD/2025/000001 | 13-Feb-2025 | ELECTRONICS- MEE Basic Safety and Essential Performance of Medical Electrical Equipment Requirements related to Power Sources Cl.8.2 of IEC 60601-1 2005 AMD1 2012 AMD2 2020 | Class B
ELETTRA TECH PRIVATE LIMITED Ground Floor, A-38, IKAS Technologies Complex, 2nd Cross street, Newgen Software Technologies, SIPCOT IT Park, Pudupakam, Kanchipuram, Tamil Nadu Pincode: 603103 | TL/MD/2025/000001 | 13-Feb-2025 | ELECTRONICS- MEE Basic Safety and Essential Performance of Medical Electrical Equipment Requirements related to Power Sources Cl.8.2 of IS 13450 (Part 1) 2018 IEC 60601-1 2012 | Class B
ELETTRA TECH PRIVATE LIMITED Ground Floor, A-38, IKAS Technologies Complex, 2nd Cross street, Newgen Software Technologies, SIPCOT IT Park, Pudupakam, Kanchipuram, Tamil Nadu Pincode: 603103 | TL/MD/2025/000001 | 13-Feb-2025 | ELECTRONICS- MEE Basic Safety and Essential Performance of Medical Electrical Equipment Rough Handling test Cl.15.3.5 of IEC 60601-1 2005 AMD1 2012 AMD2 2020 | Class B
ELETTRA TECH PRIVATE LIMITED Ground Floor, A-38, IKAS Technologies Complex, 2nd Cross street, Newgen Software Technologies, SIPCOT IT Park, Pudupakam, Kanchipuram, Tamil Nadu Pincode: 603103 | TL/MD/2025/000001 | 13-Feb-2025 | ELECTRONICS- MEE Basic Safety and Essential Performance of Medical Electrical Equipment Rough Handling test Cl.15.3.5 of IS 13450 (Part 1) 2018 IEC 60601-1 2012 | Class B
ELETTRA TECH PRIVATE LIMITED Ground Floor, A-38, IKAS Technologies Complex, 2nd Cross street, Newgen Software Technologies, SIPCOT IT Park, Pudupakam, Kanchipuram, Tamil Nadu Pincode: 603103 | TL/MD/2025/000001 | 13-Feb-2025 | ELECTRONICS- MEE Basic Safety and Essential Performance of Medical Electrical Equipment Separation of Parts Cl.8.5 IEC 60601-1 2005 AMD1 2012 AMD2 2020 | Class B
ELETTRA TECH PRIVATE LIMITED Ground Floor, A-38, IKAS Technologies Complex, 2nd Cross street, Newgen Software Technologies, SIPCOT IT Park, Pudupakam, Kanchipuram, Tamil Nadu Pincode: 603103 | TL/MD/2025/000001 | 13-Feb-2025 | ELECTRONICS- MEE Basic Safety and Essential Performance of Medical Electrical Equipment Separation of Parts Cl.8.5 of IS 13450 (Part 1) 2018 IEC 60601-1 2012 | Class B
ELETTRA TECH PRIVATE LIMITED Ground Floor, A-38, IKAS Technologies Complex, 2nd Cross street, Newgen Software Technologies, SIPCOT IT Park, Pudupakam, Kanchipuram, Tamil Nadu Pincode: 603103 | TL/MD/2025/000001 | 13-Feb-2025 | ELECTRONICS- MEE Basic Safety and Essential Performance of Medical Electrical Equipment Serviceability Cl.15.2 of IEC 60601-1 2005 AMD1 2012 AMD2 2020 | Class B
ELETTRA TECH PRIVATE LIMITED Ground Floor, A-38, IKAS Technologies Complex, 2nd Cross street, Newgen Software Technologies, SIPCOT IT Park, Pudupakam, Kanchipuram, Tamil Nadu Pincode: 603103 | TL/MD/2025/000001 | 13-Feb-2025 | ELECTRONICS- MEE Basic Safety and Essential Performance of Medical Electrical Equipment Serviceability Cl.15.2 of IS 13450 (Part 1) 2018 IEC 60601-1 2012 | Class B
ELETTRA TECH PRIVATE LIMITED Ground Floor, A-38, IKAS Technologies Complex, 2nd Cross street, Newgen Software Technologies, SIPCOT IT Park, Pudupakam, Kanchipuram, Tamil Nadu Pincode: 603103 | TL/MD/2025/000001 | 13-Feb-2025 | ELECTRONICS- MEE Basic Safety and Essential Performance of Medical Electrical Equipment SINGLE FAULT CONDITION for ME EQUIPMENT Cl.4.7 of IEC 60601-1 2005 AMD1 2012 AMD2 2020 | Class B
ELETTRA TECH PRIVATE LIMITED Ground Floor, A-38, IKAS Technologies Complex, 2nd Cross street, Newgen Software Technologies, SIPCOT IT Park, Pudupakam, Kanchipuram, Tamil Nadu Pincode: 603103 | TL/MD/2025/000001 | 13-Feb-2025 | ELECTRONICS- MEE Basic Safety and Essential Performance of Medical Electrical Equipment SINGLE FAULT CONDITION for ME EQUIPMENT Cl.4.7 of IS 13450 (Part 1) 2018 IEC 60601-1 2012 | Class B
ELETTRA TECH PRIVATE LIMITED Ground Floor, A-38, IKAS Technologies Complex, 2nd Cross street, Newgen Software Technologies, SIPCOT IT Park, Pudupakam, Kanchipuram, Tamil Nadu Pincode: 603103 | TL/MD/2025/000001 | 13-Feb-2025 | ELECTRONICS- MEE Basic Safety and Essential Performance of Medical Electrical Equipment SINGLE FAULT CONDITIONS Cl.13.2 of IEC 60601-1 2005 AMD1 2012 AMD2 2020 | Class B
ELETTRA TECH PRIVATE LIMITED Ground Floor, A-38, IKAS Technologies Complex, 2nd Cross street, Newgen Software Technologies, SIPCOT IT Park, Pudupakam, Kanchipuram, Tamil Nadu Pincode: 603103 | TL/MD/2025/000001 | 13-Feb-2025 | ELECTRONICS- MEE Basic Safety and Essential Performance of Medical Electrical Equipment SINGLE FAULT CONDITIONS Cl.13.2 of IS 13450 (Part 1) 2018 IEC 60601-1 2012 | Class B
ELETTRA TECH PRIVATE LIMITED Ground Floor, A-38, IKAS Technologies Complex, 2nd Cross street, Newgen Software Technologies, SIPCOT IT Park, Pudupakam, Kanchipuram, Tamil Nadu Pincode: 603103 | TL/MD/2025/000001 | 13-Feb-2025 | ELECTRONICS- MEE Basic Safety and Essential Performance of Medical Electrical Equipment Specific MECHANICAL HAZARDS Cl.13.1.4 of IEC 60601-1 2005 AMD1 2012 AMD2 2020 | Class B
ELETTRA TECH PRIVATE LIMITED Ground Floor, A-38, IKAS Technologies Complex, 2nd Cross street, Newgen Software Technologies, SIPCOT IT Park, Pudupakam, Kanchipuram, Tamil Nadu Pincode: 603103 | TL/MD/2025/000001 | 13-Feb-2025 | ELECTRONICS- MEE Basic Safety and Essential Performance of Medical Electrical Equipment Specific MECHANICAL HAZARDS Cl.13.1.4 of IS 13450 (Part 1) 2018 IEC 60601-1 2012 | Class B
ELETTRA TECH PRIVATE LIMITED Ground Floor, A-38, IKAS Technologies Complex, 2nd Cross street, Newgen Software Technologies, SIPCOT IT Park, Pudupakam, Kanchipuram, Tamil Nadu Pincode: 603103 | TL/MD/2025/000001 | 13-Feb-2025 | ELECTRONICS- MEE Basic Safety and Essential Performance of Medical Electrical Equipment Systems with MECHANICAL PROTECTIVE DEVICES Cl.9.8.4 of IEC 60601-1 2005 AMD1 2012 AMD2 2020 | Class B
ELETTRA TECH PRIVATE LIMITED Ground Floor, A-38, IKAS Technologies Complex, 2nd Cross street, Newgen Software Technologies, SIPCOT IT Park, Pudupakam, Kanchipuram, Tamil Nadu Pincode: 603103 | TL/MD/2025/000001 | 13-Feb-2025 | ELECTRONICS- MEE Basic Safety and Essential Performance of Medical Electrical Equipment Systems with MECHANICAL PROTECTIVE DEVICES Cl.9.8.4 of IS 13450 (Part 1) 2018 IEC 60601-1 2012 | Class B
ELETTRA TECH PRIVATE LIMITED Ground Floor, A-38, IKAS Technologies Complex, 2nd Cross street, Newgen Software Technologies, SIPCOT IT Park, Pudupakam, Kanchipuram, Tamil Nadu Pincode: 603103 | TL/MD/2025/000001 | 13-Feb-2025 | ELECTRONICS- MEE Basic Safety and Essential Performance of Medical Electrical Equipment Temperature and overload control devices Cl.15.4.2 of IEC 60601-1 2005 AMD1 2012 AMD2 2020 | Class B
ELETTRA TECH PRIVATE LIMITED Ground Floor, A-38, IKAS Technologies Complex, 2nd Cross street, Newgen Software Technologies, SIPCOT IT Park, Pudupakam, Kanchipuram, Tamil Nadu Pincode: 603103 | TL/MD/2025/000001 | 13-Feb-2025 | ELECTRONICS- MEE Basic Safety and Essential Performance of Medical Electrical Equipment Temperature and overload control devices Cl.15.4.2 of IS 13450 (Part 1) 2018 IEC 60601-1 2012 | Class B
ELETTRA TECH PRIVATE LIMITED Ground Floor, A-38, IKAS Technologies Complex, 2nd Cross street, Newgen Software Technologies, SIPCOT IT Park, Pudupakam, Kanchipuram, Tamil Nadu Pincode: 603103 | TL/MD/2025/000001 | 13-Feb-2025 | ELECTRONICS- MEE Basic Safety and Essential Performance of Medical Electrical Equipment USABILITY of ME EQUIPMENT Cl.12.2 of IEC 60601-1 2005 AMD1 2012 AMD2 2020 | Class B
ELETTRA TECH PRIVATE LIMITED Ground Floor, A-38, IKAS Technologies Complex, 2nd Cross street, Newgen Software Technologies, SIPCOT IT Park, Pudupakam, Kanchipuram, Tamil Nadu Pincode: 603103 | TL/MD/2025/000001 | 13-Feb-2025 | ELECTRONICS- MEE Basic Safety and Essential Performance of Medical Electrical Equipment USABILITY of ME EQUIPMENT Cl.12.2 of IS 13450 (Part 1) 2018 IEC 60601-1 2012 | Class B
ELETTRA TECH PRIVATE LIMITED Ground Floor, A-38, IKAS Technologies Complex, 2nd Cross street, Newgen Software Technologies, SIPCOT IT Park, Pudupakam, Kanchipuram, Tamil Nadu Pincode: 603103 | TL/MD/2025/000001 | 13-Feb-2025 | ELECTRONICS- MEE Basic Safety and Essential Performance of MEE Alternative Risk Control Measures or test methods for MEE or MESs Cl.4.5 IS 13450 (Part 1) 2018 IEC60601-1 2012 | Class B
ELETTRA TECH PRIVATE LIMITED Ground Floor, A-38, IKAS Technologies Complex, 2nd Cross street, Newgen Software Technologies, SIPCOT IT Park, Pudupakam, Kanchipuram, Tamil Nadu Pincode: 603103 | TL/MD/2025/000001 | 13-Feb-2025 | ELECTRONICS- MEE Basic Safety and Essential Performance of MEE Alternative Risk Control Measures or test methods for MEE or MESs Cl. 4.5 of IEC 60601-1 2005 AMD1 201 2 AMD2 2020 | Class B
ELETTRA TECH PRIVATE LIMITED Ground Floor, A-38, IKAS Technologies Complex, 2nd Cross street, Newgen Software Technologies, SIPCOT IT Park, Pudupakam, Kanchipuram, Tamil Nadu Pincode: 603103 | TL/MD/2025/000001 | 13-Feb-2025 | ELECTRONICS- MEE Basic Safety and Essential Performance of MEE Compatibility with substances used with the ME EQUIPMENT Cl.11.6.8 of IS 13450 (Part 1) 2018 IEC60601-1 2012 | Class B
ELETTRA TECH PRIVATE LIMITED Ground Floor, A-38, IKAS Technologies Complex, 2nd Cross street, Newgen Software Technologies, SIPCOT IT Park, Pudupakam, Kanchipuram, Tamil Nadu Pincode: 603103 | TL/MD/2025/000001 | 13-Feb-2025 | ELECTRONICS- MEE Basic Safety and Essential Performance of MEE Cord-connected hand- held and foot operated control devices Cl.15.4.7 IEC 60601-1 2005 AMD1 201 2 AMD2 2020 (Except 15.4.7.3) | Class B
ELETTRA TECH PRIVATE LIMITED Ground Floor, A-38, IKAS Technologies Complex, 2nd Cross street, Newgen Software Technologies, SIPCOT IT Park, Pudupakam, Kanchipuram, Tamil Nadu Pincode: 603103 | TL/MD/2025/000001 | 13-Feb-2025 | ELECTRONICS- MEE Basic Safety and Essential Performance of MEE Cord-connected hand- held and foot operated control devices Cl.15.4.7 IS 13450 (Part 1) 2018 IEC60601-1 2012 (Except 15.4.7.3) | Class B
ELETTRA TECH PRIVATE LIMITED Ground Floor, A-38, IKAS Technologies Complex, 2nd Cross street, Newgen Software Technologies, SIPCOT IT Park, Pudupakam, Kanchipuram, Tamil Nadu Pincode: 603103 | TL/MD/2025/000001 | 13-Feb-2025 | ELECTRONICS- MEE Basic Safety and Essential Performance of MEE Emissions, Deformation of ENCLOSURE or exceeding maximum temperature Cl.13.1.2 of IEC 60601-1 2005 AMD1 201 2 AMD2 2020 | Class B
ELETTRA TECH PRIVATE LIMITED Ground Floor, A-38, IKAS Technologies Complex, 2nd Cross street, Newgen Software Technologies, SIPCOT IT Park, Pudupakam, Kanchipuram, Tamil Nadu Pincode: 603103 | TL/MD/2025/000001 | 13-Feb-2025 | ELECTRONICS- MEE Basic Safety and Essential Performance of MEE Emissions, Deformation of ENCLOSURE or exceeding maximum temperature Cl.13.1.2 of IS 13450 (Part 1) 2018 IEC 60601-1 2012 | Class B
ELETTRA TECH PRIVATE LIMITED Ground Floor, A-38, IKAS Technologies Complex, 2nd Cross street, Newgen Software Technologies, SIPCOT IT Park, Pudupakam, Kanchipuram, Tamil Nadu Pincode: 603103 | TL/MD/2025/000001 | 13-Feb-2025 | ELECTRONICS- MEE Basic Safety and Essential Performance of MEE Failure of parts that might result in a MECHANICAL HAZARD Cl.13.2.12 of IEC 60601-1 2005 AMD1 201 2 AMD2 2020, | Class B
ELETTRA TECH PRIVATE LIMITED Ground Floor, A-38, IKAS Technologies Complex, 2nd Cross street, Newgen Software Technologies, SIPCOT IT Park, Pudupakam, Kanchipuram, Tamil Nadu Pincode: 603103 | TL/MD/2025/000001 | 13-Feb-2025 | ELECTRONICS- MEE Basic Safety and Essential Performance of MEE Failure of parts that might result in a MECHANICAL HAZARD Cl.13.2.12 of IS 13450 (Part 1) 2018 IEC60601-1 2012 | Class B
ELETTRA TECH PRIVATE LIMITED Ground Floor, A-38, IKAS Technologies Complex, 2nd Cross street, Newgen Software Technologies, SIPCOT IT Park, Pudupakam, Kanchipuram, Tamil Nadu Pincode: 603103 | TL/MD/2025/000001 | 13-Feb-2025 | ELECTRONICS- MEE Basic Safety and Essential Performance of MEE Mechanical Hazard associated with Surfaces, Corners and edges Cl.9.3 of IEC 60601-1 2005 AMD1 2012 AMD2 2020 | Class B
ELETTRA TECH PRIVATE LIMITED Ground Floor, A-38, IKAS Technologies Complex, 2nd Cross street, Newgen Software Technologies, SIPCOT IT Park, Pudupakam, Kanchipuram, Tamil Nadu Pincode: 603103 | TL/MD/2025/000001 | 13-Feb-2025 | ELECTRONICS- MEE Basic Safety and Essential Performance of MEE Mechanical Hazard associated with Surfaces, Corners and edges Cl.9.3 of IS 13450 (Part 1) 2018 IEC 60601-1 2012 | Class B
ELETTRA TECH PRIVATE LIMITED Ground Floor, A-38, IKAS Technologies Complex, 2nd Cross street, Newgen Software Technologies, SIPCOT IT Park, Pudupakam, Kanchipuram, Tamil Nadu Pincode: 603103 | TL/MD/2025/000001 | 13-Feb-2025 | ELECTRONICS- MEE Basic Safety and Essential Performance of MEE MEE and ME SYSTEMS intended for use in conjunction with flammable agents Cl.11.5 of IS 13450 (Part 1) 2018 IEC 60601-1 2012 | Class B
ELETTRA TECH PRIVATE LIMITED Ground Floor, A-38, IKAS Technologies Complex, 2nd Cross street, Newgen Software Technologies, SIPCOT IT Park, Pudupakam, Kanchipuram, Tamil Nadu Pincode: 603103 | TL/MD/2025/000001 | 13-Feb-2025 | ELECTRONICS- MEE Basic Safety and Essential Performance of MEE ME EQUIPMENT and ME SYSTEMS intended for use in conjunction with flammable agents Cl.11.5 of IEC 60601-1 2005 AMD1 2012 AMD2 2020 | Class B
ELETTRA TECH PRIVATE LIMITED Ground Floor, A-38, IKAS Technologies Complex, 2nd Cross street, Newgen Software Technologies, SIPCOT IT Park, Pudupakam, Kanchipuram, Tamil Nadu Pincode: 603103 | TL/MD/2025/000001 | 13-Feb-2025 | ELECTRONICS- MEE Basic Safety and Essential Performance of MEE ME EQUIPMENT and ME SYSTEMS intended for use with flammable anaesthetics Cl.11.4 of IEC 60601-1 2005 AMD1 201 2 AMD2 2020 | Class B
ELETTRA TECH PRIVATE LIMITED Ground Floor, A-38, IKAS Technologies Complex, 2nd Cross street, Newgen Software Technologies, SIPCOT IT Park, Pudupakam, Kanchipuram, Tamil Nadu Pincode: 603103 | TL/MD/2025/000001 | 13-Feb-2025 | ELECTRONICS- MEE Basic Safety and Essential Performance of MEE ME EQUIPMENT and ME SYSTEMS intended for use with flammable anaesthetics Cl.11.4 of IS 13450 (Part 1) 2018 IEC 60601-1 2012 | Class B
ELETTRA TECH PRIVATE LIMITED Ground Floor, A-38, IKAS Technologies Complex, 2nd Cross street, Newgen Software Technologies, SIPCOT IT Park, Pudupakam, Kanchipuram, Tamil Nadu Pincode: 603103 | TL/MD/2025/000001 | 13-Feb-2025 | ELECTRONICS- MEE Basic Safety and Essential Performance of MEE ME equipment identification, marking and documents Cl.7.0 of IEC 60601-1 2005 AMD1 2012 AMD2 2020 | Class B
ELETTRA TECH PRIVATE LIMITED Ground Floor, A-38, IKAS Technologies Complex, 2nd Cross street, Newgen Software Technologies, SIPCOT IT Park, Pudupakam, Kanchipuram, Tamil Nadu Pincode: 603103 | TL/MD/2025/000001 | 13-Feb-2025 | ELECTRONICS- MEE Basic Safety and Essential Performance of MEE Other ME EQUIPMENT producing diagnostic or therapeutic radiation Cl.12.4.5.4 of IEC 60601-1 2005 AMD1 2012 AMD2 2020 | Class B
ELETTRA TECH PRIVATE LIMITED Ground Floor, A-38, IKAS Technologies Complex, 2nd Cross street, Newgen Software Technologies, SIPCOT IT Park, Pudupakam, Kanchipuram, Tamil Nadu Pincode: 603103 | TL/MD/2025/000001 | 13-Feb-2025 | ELECTRONICS- MEE Basic Safety and Essential Performance of MEE Other ME EQUIPMENT producing diagnostic or therapeutic radiation Cl.12.4.5.4 of IS 13450 (Part 1) 2018 IEC 60601-1 2012 | Class B
ELETTRA TECH PRIVATE LIMITED Ground Floor, A-38, IKAS Technologies Complex, 2nd Cross street, Newgen Software Technologies, SIPCOT IT Park, Pudupakam, Kanchipuram, Tamil Nadu Pincode: 603103 | TL/MD/2025/000001 | 13-Feb-2025 | ELECTRONICS- MEE Basic Safety and Essential Performance of MEE Pressure Vessels and Parts subject to pneumatic and hydraulic pressure Cl.9.7 (Except 9.7.5) IS 13450 (Part 1) 2018 IEC 60601-1 2012 | Class B
ELETTRA TECH PRIVATE LIMITED Ground Floor, A-38, IKAS Technologies Complex, 2nd Cross street, Newgen Software Technologies, SIPCOT IT Park, Pudupakam, Kanchipuram, Tamil Nadu Pincode: 603103 | TL/MD/2025/000001 | 13-Feb-2025 | ELECTRONICS- MEE Basic Safety and Essential Performance of MEE Pressure Vessels and Parts subject to pneumatic and hydraulic pressure Cl.9.7 (Except 9.7.5) of IEC 60601-1 2005 A1 2012 A2 2020 | Class B
ELETTRA TECH PRIVATE LIMITED Ground Floor, A-38, IKAS Technologies Complex, 2nd Cross street, Newgen Software Technologies, SIPCOT IT Park, Pudupakam, Kanchipuram, Tamil Nadu Pincode: 603103 | TL/MD/2025/000001 | 13-Feb-2025 | ELECTRONICS- MEE Basic Safety and Essential Performance of MEE Protective earthing, functional earthing and potential equalization of MEE Cl.8.6 of IEC 60601-1 2005 AMD1 2012 AMD2 2020 | Class B
ELETTRA TECH PRIVATE LIMITED Ground Floor, A-38, IKAS Technologies Complex, 2nd Cross street, Newgen Software Technologies, SIPCOT IT Park, Pudupakam, Kanchipuram, Tamil Nadu Pincode: 603103 | TL/MD/2025/000001 | 13-Feb-2025 | ELECTRONICS- MEE Basic Safety and Essential Performance of MEE Protective earthing, functional earthing and potential equalization of MEE Cl.8.6 of IS 13450 (Part 1) 2018 IEC 60601-1 2012 | Class B
ELETTRA TECH PRIVATE LIMITED Ground Floor, A-38, IKAS Technologies Complex, 2nd Cross street, Newgen Software Technologies, SIPCOT IT Park, Pudupakam, Kanchipuram, Tamil Nadu Pincode: 603103 | TL/MD/2025/000001 | 13-Feb-2025 | ELECTRONICS-MEE BS and EP of MEE Overflow Spillage leakage IP cleaning disinfection sterilization and compatibility with substance used with MEE Cl.11.6(Except 11.6.5)IEC 60601-1 2005 A1 2012 A2 2020 | Class B
ELETTRA TECH PRIVATE LIMITED Ground Floor, A-38, IKAS Technologies Complex, 2nd Cross street, Newgen Software Technologies, SIPCOT IT Park, Pudupakam, Kanchipuram, Tamil Nadu Pincode: 603103 | TL/MD/2025/000001 | 13-Feb-2025 | ELECTRONICS-MEE BS and EP of MEE Overflow Spillage leakage IP cleaning disinfection sterilization compatibility with substance used with MEE Cl.11.6(Except11.6.5) IS 13450(Part 1)2018 IEC 60601-1 2012 | Class B
ELETTRA TECH PRIVATE LIMITED Ground Floor, A-38, IKAS Technologies Complex, 2nd Cross street, Newgen Software Technologies, SIPCOT IT Park, Pudupakam, Kanchipuram, Tamil Nadu Pincode: 603103 | TL/MD/2025/000001 | 13-Feb-2025 | ELECTRONICS- MEE Medical Electrical Equipment - Alarm systems in Medical Electrical equipment and medical electrical systems Alarm Condition Cl.6.1 of IEC 60601-1-8 2006 AMD1 2012 AMD2 2020 | Class B
ELETTRA TECH PRIVATE LIMITED Ground Floor, A-38, IKAS Technologies Complex, 2nd Cross street, Newgen Software Technologies, SIPCOT IT Park, Pudupakam, Kanchipuram, Tamil Nadu Pincode: 603103 | TL/MD/2025/000001 | 13-Feb-2025 | ELECTRONICS- MEE Medical Electrical Equipment - Alarm systems in Medical Electrical equipment and medical electrical systems Alarm Limit Cl.6.6 of IEC 60601-1-8 2006 AMD1 2012 AMD2 2020 | Class B
ELETTRA TECH PRIVATE LIMITED Ground Floor, A-38, IKAS Technologies Complex, 2nd Cross street, Newgen Software Technologies, SIPCOT IT Park, Pudupakam, Kanchipuram, Tamil Nadu Pincode: 603103 | TL/MD/2025/000001 | 13-Feb-2025 | ELECTRONICS- MEE Medical Electrical Equipment - Alarm systems in Medical Electrical equipment and medical electrical systems Alarm Presets Cl.6.5 of IEC 60601-1-8 2006 AMD1 2012 AMD2 2020 | Class B
ELETTRA TECH PRIVATE LIMITED Ground Floor, A-38, IKAS Technologies Complex, 2nd Cross street, Newgen Software Technologies, SIPCOT IT Park, Pudupakam, Kanchipuram, Tamil Nadu Pincode: 603103 | TL/MD/2025/000001 | 13-Feb-2025 | ELECTRONICS- MEE Medical Electrical Equipment - Alarm systems in Medical Electrical equipment and medical electrical systems Alarm Reset Cl.6.9 of IEC 60601-1-8 2006 AMD1 2012 AMD2 2020 | Class B
ELETTRA TECH PRIVATE LIMITED Ground Floor, A-38, IKAS Technologies Complex, 2nd Cross street, Newgen Software Technologies, SIPCOT IT Park, Pudupakam, Kanchipuram, Tamil Nadu Pincode: 603103 | TL/MD/2025/000001 | 13-Feb-2025 | ELECTRONICS- MEE Medical Electrical Equipment - Alarm systems in MEE and medical electrical systems Alarm System Functions Cl.6.13 of IEC 60601-1-8 2006 AMD1 2012 AMD2 2020 | Class B
ELETTRA TECH PRIVATE LIMITED Ground Floor, A-38, IKAS Technologies Complex, 2nd Cross street, Newgen Software Technologies, SIPCOT IT Park, Pudupakam, Kanchipuram, Tamil Nadu Pincode: 603103 | TL/MD/2025/000001 | 13-Feb-2025 | ELECTRONICS- MEE Medical Electrical Equipment - Alarm systems in MEE and medical electrical systems Alarm System Inactivation states Cl.6.8 of IEC 60601-1-8 2006 AMD1 2012 AMD2 2020 | Class B
ELETTRA TECH PRIVATE LIMITED Ground Floor, A-38, IKAS Technologies Complex, 2nd Cross street, Newgen Software Technologies, SIPCOT IT Park, Pudupakam, Kanchipuram, Tamil Nadu Pincode: 603103 | TL/MD/2025/000001 | 13-Feb-2025 | ELECTRONICS- MEE Medical Electrical Equipment - Alarm systems in MEE and medical electrical systems Alarm System Logging Cl.6.12 of IEC 60601-1-8 2006 AMD1 2012 AMD2 2020 | Class B
ELETTRA TECH PRIVATE LIMITED Ground Floor, A-38, IKAS Technologies Complex, 2nd Cross street, Newgen Software Technologies, SIPCOT IT Park, Pudupakam, Kanchipuram, Tamil Nadu Pincode: 603103 | TL/MD/2025/000001 | 13-Feb-2025 | ELECTRONICS- MEE Medical Electrical Equipment - Alarm systems in MEE and medical electrical systems Alarm System Security Cl.6.7 of IEC 60601-1-8 2006 AMD1 2012 AMD2 2020 | Class B
ELETTRA TECH PRIVATE LIMITED Ground Floor, A-38, IKAS Technologies Complex, 2nd Cross street, Newgen Software Technologies, SIPCOT IT Park, Pudupakam, Kanchipuram, Tamil Nadu Pincode: 603103 | TL/MD/2025/000001 | 13-Feb-2025 | ELECTRONICS- MEE Medical Electrical Equipment - Alarm systems in MEE and medical electrical systems Auditory Alarm Signals IEC 60601-1-8 2006 AMD1 2012 AMD2 2020 Annex G | Class B
ELETTRA TECH PRIVATE LIMITED Ground Floor, A-38, IKAS Technologies Complex, 2nd Cross street, Newgen Software Technologies, SIPCOT IT Park, Pudupakam, Kanchipuram, Tamil Nadu Pincode: 603103 | TL/MD/2025/000001 | 13-Feb-2025 | ELECTRONICS- MEE Medical Electrical Equipment - Alarm systems in MEE and medical electrical systems Disclosure of Delays Cl. 6.4 of IEC 60601-1-8 2006 AMD1 2012 AMD2 2020 | Class B
ELETTRA TECH PRIVATE LIMITED Ground Floor, A-38, IKAS Technologies Complex, 2nd Cross street, Newgen Software Technologies, SIPCOT IT Park, Pudupakam, Kanchipuram, Tamil Nadu Pincode: 603103 | TL/MD/2025/000001 | 13-Feb-2025 | ELECTRONICS- MEE Medical Electrical Equipment - Alarm systems in MEE and medical electrical systems Disclosures for Intelligent Alarm System Cl.6.2 of IEC 60601-1-8 2006 AMD1 2012 AMD2 2020 | Class B
ELETTRA TECH PRIVATE LIMITED Ground Floor, A-38, IKAS Technologies Complex, 2nd Cross street, Newgen Software Technologies, SIPCOT IT Park, Pudupakam, Kanchipuram, Tamil Nadu Pincode: 603103 | TL/MD/2025/000001 | 13-Feb-2025 | ELECTRONICS- MEE Medical Electrical Equipment - Alarm systems in MEE and medical electrical systems Generation of ALARM SIGNALS Cl.6.3 of IEC 60601-1-8 2006 AMD1 2012 AMD2 2020 | Class B
ELETTRA TECH PRIVATE LIMITED Ground Floor, A-38, IKAS Technologies Complex, 2nd Cross street, Newgen Software Technologies, SIPCOT IT Park, Pudupakam, Kanchipuram, Tamil Nadu Pincode: 603103 | TL/MD/2025/000001 | 13-Feb-2025 | ELECTRONICS- MEE Medical Electrical Equipment - Alarm systems in MEE and medical electrical systems NON-LATCHING and LATCHING ALARM SIGNALS Cl.6.10 of IEC 60601-1-8 2006 AMD1 2012 AMD2 2020 | Class B
ELETTRA TECH PRIVATE LIMITED Ground Floor, A-38, IKAS Technologies Complex, 2nd Cross street, Newgen Software Technologies, SIPCOT IT Park, Pudupakam, Kanchipuram, Tamil Nadu Pincode: 603103 | TL/MD/2025/000001 | 13-Feb-2025 | ELECTRONICS- MEE Medical Electrical Equipment - Alarm systems in MEE and MESs ME equipment identification, marking and documents Cl.5 of IEC 60601-1-8 2006 AMD1 2012 AMD2 2020 | Class B
ELETTRA TECH PRIVATE LIMITED Ground Floor, A-38, IKAS Technologies Complex, 2nd Cross street, Newgen Software Technologies, SIPCOT IT Park, Pudupakam, Kanchipuram, Tamil Nadu Pincode: 603103 | TL/MD/2025/000001 | 13-Feb-2025 | ELECTRONICS- MEE MEE - Alarm systems in MEE and MESs DISTRIBUTED ALARM SYSTEMS and DISTRIBUTED INFORMATION SYSTEMS ABOUT ALARM CONDITIONS Cl.6.11 of IEC 60601-1-8 2006 AMD1 2012 AMD2 2020 | Class B
ELETTRA TECH PRIVATE LIMITED Ground Floor, A-38, IKAS Technologies Complex, 2nd Cross street, Newgen Software Technologies, SIPCOT IT Park, Pudupakam, Kanchipuram, Tamil Nadu Pincode: 603103 | TL/MD/2025/000001 | 13-Feb-2025 | ELECTRONICS- MEE Nerve and Muscle stimulators Accuracy of controls and instruments and protection against hazardous outputs Cl. 201.12 of IEC 60601-2-10 2012 Amd1 2016 Amd2 2023 | Class B
ELETTRA TECH PRIVATE LIMITED Ground Floor, A-38, IKAS Technologies Complex, 2nd Cross street, Newgen Software Technologies, SIPCOT IT Park, Pudupakam, Kanchipuram, Tamil Nadu Pincode: 603103 | TL/MD/2025/000001 | 13-Feb-2025 | ELECTRONICS- MEE Nerve and Muscle stimulators Protection against excessive temperatures and other HAZARDS Cl.201.11 (Except 201.11.6.3) of IEC 60601-2-10 2012 Amd1 2016 Amd2 2023 | Class B
ELETTRA TECH PRIVATE LIMITED Ground Floor, A-38, IKAS Technologies Complex, 2nd Cross street, Newgen Software Technologies, SIPCOT IT Park, Pudupakam, Kanchipuram, Tamil Nadu Pincode: 603103 | TL/MD/2025/000001 | 13-Feb-2025 | ELECTRONICS- MEE Pulse Oximeter equipment General requirements, tests and guidance for alarm systems in medical electrical equipment and medical electrical systems Cl.201.208 of ISO 80601-2-61 2017 | Class B
ELETTRA TECH PRIVATE LIMITED Ground Floor, A-38, IKAS Technologies Complex, 2nd Cross street, Newgen Software Technologies, SIPCOT IT Park, Pudupakam, Kanchipuram, Tamil Nadu Pincode: 603103 | TL/MD/2025/000001 | 13-Feb-2025 | ELECTRONICS- MEDICAL ELECTRICAL EQUIPMENT Basic Safety and Essential Performance Alarm Systems Cl.12.3 IS 13450 (Part 1) 2018 IEC60601-1 2012 | Class C
ELETTRA TECH PRIVATE LIMITED Ground Floor, A-38, IKAS Technologies Complex, 2nd Cross street, Newgen Software Technologies, SIPCOT IT Park, Pudupakam, Kanchipuram, Tamil Nadu Pincode: 603103 | TL/MD/2025/000001 | 13-Feb-2025 | ELECTRONICS- MEDICAL ELECTRICAL EQUIPMENT Basic Safety and Essential Performance of Medical Electrical Equipment Instability in transport Position Cl.9.4.3.1 of IEC 60601-1 2005 AMD1 201 2 AMD2 2020 | Class C
ELETTRA TECH PRIVATE LIMITED Ground Floor, A-38, IKAS Technologies Complex, 2nd Cross street, Newgen Software Technologies, SIPCOT IT Park, Pudupakam, Kanchipuram, Tamil Nadu Pincode: 603103 | TL/MD/2025/000001 | 13-Feb-2025 | ELECTRONICS- MEDICAL ELECTRICAL EQUIPMENT Cardiac Defibrillator Classification of ME EQUIPMENT and ME SYSTEMS Cl.201.6 of IEC 60601-2-4 2010 AMD1 2018 | Class C
ELETTRA TECH PRIVATE LIMITED Ground Floor, A-38, IKAS Technologies Complex, 2nd Cross street, Newgen Software Technologies, SIPCOT IT Park, Pudupakam, Kanchipuram, Tamil Nadu Pincode: 603103 | TL/MD/2025/000001 | 13-Feb-2025 | ELECTRONICS- MEDICAL ELECTRICAL EQUIPMENT Cardiac Defibrillator General Requirements for testing ME Equipment Cl.201.5 of IEC 60601-2-4 2010 AMD1 2018 | Class C
ELETTRA TECH PRIVATE LIMITED Ground Floor, A-38, IKAS Technologies Complex, 2nd Cross street, Newgen Software Technologies, SIPCOT IT Park, Pudupakam, Kanchipuram, Tamil Nadu Pincode: 603103 | TL/MD/2025/000001 | 13-Feb-2025 | ELECTRONICS- MEDICAL ELECTRICAL EQUIPMENT Cardiac Defibrillator ME equipment identification, marking and documents Cl.201.7 of IEC 60601-2-4 2010 AMD1 2018 | Class C
ELETTRA TECH PRIVATE LIMITED Ground Floor, A-38, IKAS Technologies Complex, 2nd Cross street, Newgen Software Technologies, SIPCOT IT Park, Pudupakam, Kanchipuram, Tamil Nadu Pincode: 603103 | TL/MD/2025/000001 | 13-Feb-2025 | ELECTRONICS- MEDICAL ELECTRICAL EQUIPMENT Cardiac Defibrillator ME Systems Cl.201.16 of IEC 60601-2-4 2010 AMD1 2018 | Class C
ELETTRA TECH PRIVATE LIMITED Ground Floor, A-38, IKAS Technologies Complex, 2nd Cross street, Newgen Software Technologies, SIPCOT IT Park, Pudupakam, Kanchipuram, Tamil Nadu Pincode: 603103 | TL/MD/2025/000001 | 13-Feb-2025 | ELECTRONICS- MEDICAL ELECTRICAL EQUIPMENT Cardiac Defibrillator Protection against excessive temperatures and other HAZARDS Cl.201.11 (Except 201.11.6.3) of IEC 60601-2-4 2010 AMD1 2018 | Class C
ELETTRA TECH PRIVATE LIMITED Ground Floor, A-38, IKAS Technologies Complex, 2nd Cross street, Newgen Software Technologies, SIPCOT IT Park, Pudupakam, Kanchipuram, Tamil Nadu Pincode: 603103 | TL/MD/2025/000001 | 13-Feb-2025 | ELECTRONICS- MEDICAL ELECTRICAL EQUIPMENT Cardiac Defibrillator Protection against Mechanical Hazards of ME Equipment and ME Systems Cl.201.9 of IEC 60601-2-4 2010 AMD1 2018 | Class C
ELETTRA TECH PRIVATE LIMITED Ground Floor, A-38, IKAS Technologies Complex, 2nd Cross street, Newgen Software Technologies, SIPCOT IT Park, Pudupakam, Kanchipuram, Tamil Nadu Pincode: 603103 | TL/MD/2025/000001 | 13-Feb-2025 | ELECTRONICS- MEDICAL ELECTRICAL EQUIPMENT Cardiac Defibrillators Accuracy of controls and instruments and protection against hazardous outputs Cl.201.12 of IEC 60601-2-4 2010 AMD1 2018 | Class C
ELETTRA TECH PRIVATE LIMITED Ground Floor, A-38, IKAS Technologies Complex, 2nd Cross street, Newgen Software Technologies, SIPCOT IT Park, Pudupakam, Kanchipuram, Tamil Nadu Pincode: 603103 | TL/MD/2025/000001 | 13-Feb-2025 | ELECTRONICS- MEDICAL ELECTRICAL EQUIPMENT Cardiac defibrillators Construction of ME Equipment Cl.201.15 of IEC 60601-2-4 2010 AMD1 2018 | Class C
ELETTRA TECH PRIVATE LIMITED Ground Floor, A-38, IKAS Technologies Complex, 2nd Cross street, Newgen Software Technologies, SIPCOT IT Park, Pudupakam, Kanchipuram, Tamil Nadu Pincode: 603103 | TL/MD/2025/000001 | 13-Feb-2025 | ELECTRONICS- MEDICAL ELECTRICAL EQUIPMENT Cardiac Defibrillators Hazardous Situations and Fault conditions Cl.201.13 of IEC 60601-2-4 2010 AMD1 2018 | Class C
ELETTRA TECH PRIVATE LIMITED Ground Floor, A-38, IKAS Technologies Complex, 2nd Cross street, Newgen Software Technologies, SIPCOT IT Park, Pudupakam, Kanchipuram, Tamil Nadu Pincode: 603103 | TL/MD/2025/000001 | 13-Feb-2025 | ELECTRONICS- MEDICAL ELECTRICAL EQUIPMENT Cardiac Defibrillators Protection against electrical HAZARDS from ME EQUIPMENT Cl.201.8 of IEC 60601-2-4 2010 AMD1 2018, | Class C
ELETTRA TECH PRIVATE LIMITED Ground Floor, A-38, IKAS Technologies Complex, 2nd Cross street, Newgen Software Technologies, SIPCOT IT Park, Pudupakam, Kanchipuram, Tamil Nadu Pincode: 603103 | TL/MD/2025/000001 | 13-Feb-2025 | ELECTRONICS- MEDICAL ELECTRICAL EQUIPMENT Infusion Pumps and Controllers Accuracy of controls and instruments and protection against hazardous outputs Cl.201.12 of IEC 60601-2-24 2012 | Class C
ELETTRA TECH PRIVATE LIMITED Ground Floor, A-38, IKAS Technologies Complex, 2nd Cross street, Newgen Software Technologies, SIPCOT IT Park, Pudupakam, Kanchipuram, Tamil Nadu Pincode: 603103 | TL/MD/2025/000001 | 13-Feb-2025 | ELECTRONICS- MEDICAL ELECTRICAL EQUIPMENT Infusion Pumps and Controllers Classification of ME EQUIPMENT and ME SYSTEMS Cl.201.6 of IEC 60601-2-24 2012 | Class C
ELETTRA TECH PRIVATE LIMITED Ground Floor, A-38, IKAS Technologies Complex, 2nd Cross street, Newgen Software Technologies, SIPCOT IT Park, Pudupakam, Kanchipuram, Tamil Nadu Pincode: 603103 | TL/MD/2025/000001 | 13-Feb-2025 | ELECTRONICS- MEDICAL ELECTRICAL EQUIPMENT Infusion Pumps and Controllers Components and wiring Cl.201.13 of IEC 60601-2-24 2012 | Class C
ELETTRA TECH PRIVATE LIMITED Ground Floor, A-38, IKAS Technologies Complex, 2nd Cross street, Newgen Software Technologies, SIPCOT IT Park, Pudupakam, Kanchipuram, Tamil Nadu Pincode: 603103 | TL/MD/2025/000001 | 13-Feb-2025 | ELECTRONICS- MEDICAL ELECTRICAL EQUIPMENT Infusion Pumps and Controllers Construction of ME Equipment Cl.201.15 of IEC 60601-2-24 2012 | Class C
ELETTRA TECH PRIVATE LIMITED Ground Floor, A-38, IKAS Technologies Complex, 2nd Cross street, Newgen Software Technologies, SIPCOT IT Park, Pudupakam, Kanchipuram, Tamil Nadu Pincode: 603103 | TL/MD/2025/000001 | 13-Feb-2025 | ELECTRONICS- MEDICAL ELECTRICAL EQUIPMENT Infusion Pumps and Controllers General Requirements Cl.201.4 of IEC 60601-2-24 2012 | Class C
ELETTRA TECH PRIVATE LIMITED Ground Floor, A-38, IKAS Technologies Complex, 2nd Cross street, Newgen Software Technologies, SIPCOT IT Park, Pudupakam, Kanchipuram, Tamil Nadu Pincode: 603103 | TL/MD/2025/000001 | 13-Feb-2025 | ELECTRONICS- MEDICAL ELECTRICAL EQUIPMENT Infusion Pumps and Controllers General requirements for testing ME EQUIPMENT Cl.201.5 of IEC 60601-2-24 2012, | Class C
ELETTRA TECH PRIVATE LIMITED Ground Floor, A-38, IKAS Technologies Complex, 2nd Cross street, Newgen Software Technologies, SIPCOT IT Park, Pudupakam, Kanchipuram, Tamil Nadu Pincode: 603103 | TL/MD/2025/000001 | 13-Feb-2025 | ELECTRONICS- MEDICAL ELECTRICAL EQUIPMENT Infusion Pumps and Controllers Hazardous Situations and fault conditions Cl 201 13 of IEC 60601-2-24 2012 | Class C
ELETTRA TECH PRIVATE LIMITED Ground Floor, A-38, IKAS Technologies Complex, 2nd Cross street, Newgen Software Technologies, SIPCOT IT Park, Pudupakam, Kanchipuram, Tamil Nadu Pincode: 603103 | TL/MD/2025/000001 | 13-Feb-2025 | ELECTRONICS- MEDICAL ELECTRICAL EQUIPMENT Infusion Pumps and Controllers ME equipment identification, marking and documents Cl.201.7 of IEC 60601-2-24 2012 | Class C
ELETTRA TECH PRIVATE LIMITED Ground Floor, A-38, IKAS Technologies Complex, 2nd Cross street, Newgen Software Technologies, SIPCOT IT Park, Pudupakam, Kanchipuram, Tamil Nadu Pincode: 603103 | TL/MD/2025/000001 | 13-Feb-2025 | ELECTRONICS- MEDICAL ELECTRICAL EQUIPMENT Infusion Pumps and Controllers ME SYSTEMS Cl.201.16 of IEC 60601-2-24 2012, | Class C
ELETTRA TECH PRIVATE LIMITED Ground Floor, A-38, IKAS Technologies Complex, 2nd Cross street, Newgen Software Technologies, SIPCOT IT Park, Pudupakam, Kanchipuram, Tamil Nadu Pincode: 603103 | TL/MD/2025/000001 | 13-Feb-2025 | ELECTRONICS- MEDICAL ELECTRICAL EQUIPMENT Infusion Pumps and Controllers Protection against electrical HAZARDS from ME EQUIPMENT Cl.201.8 of IEC 60601-2-24 2012 | Class C
ELETTRA TECH PRIVATE LIMITED Ground Floor, A-38, IKAS Technologies Complex, 2nd Cross street, Newgen Software Technologies, SIPCOT IT Park, Pudupakam, Kanchipuram, Tamil Nadu Pincode: 603103 | TL/MD/2025/000001 | 13-Feb-2025 | ELECTRONICS- MEDICAL ELECTRICAL EQUIPMENT Infusion Pumps and Controllers Protection against excessive temperatures and other HAZARDS Cl.201.11 of IEC 60601-2-24 2012 | Class C
ELETTRA TECH PRIVATE LIMITED Ground Floor, A-38, IKAS Technologies Complex, 2nd Cross street, Newgen Software Technologies, SIPCOT IT Park, Pudupakam, Kanchipuram, Tamil Nadu Pincode: 603103 | TL/MD/2025/000001 | 13-Feb-2025 | ELECTRONICS- MEDICAL ELECTRICAL EQUIPMENT Infusion Pumps and Controllers Protection against MECAHNICAL HAZARDS of ME EQUIPMENT and ME SYSTEMS Cl.201.9 of IEC 60601-2-24 2012 | Class C
ELETTRA TECH PRIVATE LIMITED Ground Floor, A-38, IKAS Technologies Complex, 2nd Cross street, Newgen Software Technologies, SIPCOT IT Park, Pudupakam, Kanchipuram, Tamil Nadu Pincode: 603103 | TL/MD/2025/000001 | 13-Feb-2025 | ELECTRONICS- MEDICAL ELECTRICAL EQUIPMENT Multifunction patient monitoring equipment Accuracy of controls and instruments and protection against hazardous outputs Cl.201.12 of IEC 80601-2-49 2018 | Class C
ELETTRA TECH PRIVATE LIMITED Ground Floor, A-38, IKAS Technologies Complex, 2nd Cross street, Newgen Software Technologies, SIPCOT IT Park, Pudupakam, Kanchipuram, Tamil Nadu Pincode: 603103 | TL/MD/2025/000001 | 13-Feb-2025 | ELECTRONICS- MEDICAL ELECTRICAL EQUIPMENT Multifunction patient monitoring equipment Classification of ME EQUIPMENT and ME SYSTEMS Cl. 201.6 of IEC 80601-2-49 2018 | Class C
ELETTRA TECH PRIVATE LIMITED Ground Floor, A-38, IKAS Technologies Complex, 2nd Cross street, Newgen Software Technologies, SIPCOT IT Park, Pudupakam, Kanchipuram, Tamil Nadu Pincode: 603103 | TL/MD/2025/000001 | 13-Feb-2025 | ELECTRONICS- MEDICAL ELECTRICAL EQUIPMENT Multifunction patient monitoring equipment Construction of ME Equipment Cl. 201.15 of IEC 80601-2-49 2018 | Class C
ELETTRA TECH PRIVATE LIMITED Ground Floor, A-38, IKAS Technologies Complex, 2nd Cross street, Newgen Software Technologies, SIPCOT IT Park, Pudupakam, Kanchipuram, Tamil Nadu Pincode: 603103 | TL/MD/2025/000001 | 13-Feb-2025 | ELECTRONICS- MEDICAL ELECTRICAL EQUIPMENT Multifunction patient monitoring equipment General Requirements Cl. 201.4 of IEC 80601-2-49 2018 | Class C
ELETTRA TECH PRIVATE LIMITED Ground Floor, A-38, IKAS Technologies Complex, 2nd Cross street, Newgen Software Technologies, SIPCOT IT Park, Pudupakam, Kanchipuram, Tamil Nadu Pincode: 603103 | TL/MD/2025/000001 | 13-Feb-2025 | ELECTRONICS- MEDICAL ELECTRICAL EQUIPMENT Multifunction patient monitoring equipment General requirements for testing ME EQUIPMENT Cl.201.5 of IEC 80601-2-49 2018 | Class C
ELETTRA TECH PRIVATE LIMITED Ground Floor, A-38, IKAS Technologies Complex, 2nd Cross street, Newgen Software Technologies, SIPCOT IT Park, Pudupakam, Kanchipuram, Tamil Nadu Pincode: 603103 | TL/MD/2025/000001 | 13-Feb-2025 | ELECTRONICS- MEDICAL ELECTRICAL EQUIPMENT Multifunction patient monitoring equipment HAZARDOUS SITUATIONS and fault conditions Cl. 201.13 of IEC 80601-2-49 2018 | Class C
ELETTRA TECH PRIVATE LIMITED Ground Floor, A-38, IKAS Technologies Complex, 2nd Cross street, Newgen Software Technologies, SIPCOT IT Park, Pudupakam, Kanchipuram, Tamil Nadu Pincode: 603103 | TL/MD/2025/000001 | 13-Feb-2025 | ELECTRONICS- MEDICAL ELECTRICAL EQUIPMENT Multifunction patient monitoring equipment ME equipment identification, marking and documents Cl.201.7 of IEC 80601-2-49 2018 | Class C
ELETTRA TECH PRIVATE LIMITED Ground Floor, A-38, IKAS Technologies Complex, 2nd Cross street, Newgen Software Technologies, SIPCOT IT Park, Pudupakam, Kanchipuram, Tamil Nadu Pincode: 603103 | TL/MD/2025/000001 | 13-Feb-2025 | ELECTRONICS- MEDICAL ELECTRICAL EQUIPMENT Multifunction patient monitoring equipment ME SYSTEMS Cl. 201.16 of IEC 80601-2-49 2018 | Class C
ELETTRA TECH PRIVATE LIMITED Ground Floor, A-38, IKAS Technologies Complex, 2nd Cross street, Newgen Software Technologies, SIPCOT IT Park, Pudupakam, Kanchipuram, Tamil Nadu Pincode: 603103 | TL/MD/2025/000001 | 13-Feb-2025 | ELECTRONICS- MEDICAL ELECTRICAL EQUIPMENT Multifunction patient monitoring equipment Protection against electrical HAZARDS from ME EQUIPMENT Cl.201.8 of IEC 80601-2-49 2018 | Class C
ELETTRA TECH PRIVATE LIMITED Ground Floor, A-38, IKAS Technologies Complex, 2nd Cross street, Newgen Software Technologies, SIPCOT IT Park, Pudupakam, Kanchipuram, Tamil Nadu Pincode: 603103 | TL/MD/2025/000001 | 13-Feb-2025 | ELECTRONICS- MEDICAL ELECTRICAL EQUIPMENT Multifunction patient monitoring equipment Protection against excessive temperatures and other HAZARDS Cl.201.11 (Except 201.11.6.3) of IEC 80601-2-49 2018 | Class C
ELETTRA TECH PRIVATE LIMITED Ground Floor, A-38, IKAS Technologies Complex, 2nd Cross street, Newgen Software Technologies, SIPCOT IT Park, Pudupakam, Kanchipuram, Tamil Nadu Pincode: 603103 | TL/MD/2025/000001 | 13-Feb-2025 | ELECTRONICS- MEDICAL ELECTRICAL EQUIPMENT Multifunction patient monitoring equipment Protection against MECAHNICAL HAZARDS of ME EQUIPMENT and ME SYSTEMS Cl.201.9 of IEC 80601-2-49 2018 | Class C
ELETTRA TECH PRIVATE LIMITED Ground Floor, A-38, IKAS Technologies Complex, 2nd Cross street, Newgen Software Technologies, SIPCOT IT Park, Pudupakam, Kanchipuram, Tamil Nadu Pincode: 603103 | TL/MD/2025/000001 | 13-Feb-2025 | ELECTRONICS- MEDICAL ELECTRICAL EQUIPMENT Nerve and Muscle stimulators Classification of ME EQUIPMENT and ME SYSTEMS Cl.201.6 of IEC 60601-2-10 2012 Amd1 2016 Amd2 2023 | Class C
ELETTRA TECH PRIVATE LIMITED Ground Floor, A-38, IKAS Technologies Complex, 2nd Cross street, Newgen Software Technologies, SIPCOT IT Park, Pudupakam, Kanchipuram, Tamil Nadu Pincode: 603103 | TL/MD/2025/000001 | 13-Feb-2025 | ELECTRONICS- MEDICAL ELECTRICAL EQUIPMENT Nerve and Muscle stimulators Construction of ME EQUIPMENT Cl. 201.15 of IEC 60601-2-10 2012 Amd1 2016 Amd2 2023 | Class C
ELETTRA TECH PRIVATE LIMITED Ground Floor, A-38, IKAS Technologies Complex, 2nd Cross street, Newgen Software Technologies, SIPCOT IT Park, Pudupakam, Kanchipuram, Tamil Nadu Pincode: 603103 | TL/MD/2025/000001 | 13-Feb-2025 | ELECTRONICS- MEDICAL ELECTRICAL EQUIPMENT Nerve and Muscle stimulators General Requirements Cl.201.4 of IEC 60601-2-10 2012 Amd1 2016 Amd2 2023 | Class C
ELETTRA TECH PRIVATE LIMITED Ground Floor, A-38, IKAS Technologies Complex, 2nd Cross street, Newgen Software Technologies, SIPCOT IT Park, Pudupakam, Kanchipuram, Tamil Nadu Pincode: 603103 | TL/MD/2025/000001 | 13-Feb-2025 | ELECTRONICS- MEDICAL ELECTRICAL EQUIPMENT Nerve and Muscle stimulators General requirements for testing ME EQUIPMENT Cl.201.5 of IEC 60601-2-10 2012 Amd1 2016 Amd2 2023 | Class C
ELETTRA TECH PRIVATE LIMITED Ground Floor, A-38, IKAS Technologies Complex, 2nd Cross street, Newgen Software Technologies, SIPCOT IT Park, Pudupakam, Kanchipuram, Tamil Nadu Pincode: 603103 | TL/MD/2025/000001 | 13-Feb-2025 | ELECTRONICS- MEDICAL ELECTRICAL EQUIPMENT Nerve and Muscle stimulators HAZARDOUS SITUATIONS and fault conditions Cl.201.13 of IEC 60601-2-10 2012 Amd1 2016 Amd2 2023 | Class C
ELETTRA TECH PRIVATE LIMITED Ground Floor, A-38, IKAS Technologies Complex, 2nd Cross street, Newgen Software Technologies, SIPCOT IT Park, Pudupakam, Kanchipuram, Tamil Nadu Pincode: 603103 | TL/MD/2025/000001 | 13-Feb-2025 | ELECTRONICS- MEDICAL ELECTRICAL EQUIPMENT Nerve and Muscle stimulators ME equipment identification, marking and documents Cl.201.7 of IEC 60601-2-10 2012 Amd1 2016 Amd2 2023 | Class C
ELETTRA TECH PRIVATE LIMITED Ground Floor, A-38, IKAS Technologies Complex, 2nd Cross street, Newgen Software Technologies, SIPCOT IT Park, Pudupakam, Kanchipuram, Tamil Nadu Pincode: 603103 | TL/MD/2025/000001 | 13-Feb-2025 | ELECTRONICS- MEDICAL ELECTRICAL EQUIPMENT Nerve and Muscle stimulators ME SYSTEMS Cl.201.16 of IEC 60601-2-10 2012 Amd1 2016 Amd2 2023 | Class C
ELETTRA TECH PRIVATE LIMITED Ground Floor, A-38, IKAS Technologies Complex, 2nd Cross street, Newgen Software Technologies, SIPCOT IT Park, Pudupakam, Kanchipuram, Tamil Nadu Pincode: 603103 | TL/MD/2025/000001 | 13-Feb-2025 | ELECTRONICS- MEDICAL ELECTRICAL EQUIPMENT Nerve and Muscle stimulators Protection against electrical HAZARDS from ME EQUIPMENT Cl.201.8 of IEC 60601-2-10 2012 Amd1 2016 Amd2 2023 | Class C
ELETTRA TECH PRIVATE LIMITED Ground Floor, A-38, IKAS Technologies Complex, 2nd Cross street, Newgen Software Technologies, SIPCOT IT Park, Pudupakam, Kanchipuram, Tamil Nadu Pincode: 603103 | TL/MD/2025/000001 | 13-Feb-2025 | ELECTRONICS- MEDICAL ELECTRICAL EQUIPMENT Nerve and Muscle stimulators Protection against MECAHNICAL HAZARDS of ME EQUIPMENT and ME SYSTEMS Cl.201.9 of IEC 60601-2-10 2012 Amd1 2016 Amd2 2023 | Class C
ELETTRA TECH PRIVATE LIMITED Ground Floor, A-38, IKAS Technologies Complex, 2nd Cross street, Newgen Software Technologies, SIPCOT IT Park, Pudupakam, Kanchipuram, Tamil Nadu Pincode: 603103 | TL/MD/2025/000001 | 13-Feb-2025 | ELECTRONICS- MEDICAL ELECTRICAL EQUIPMENT Nerve and Muscle stimulators Push Test Cl. 201.15 of IEC 60601-2-10 2012 Amd1 2016 Amd2 2023 | Class C
ELETTRA TECH PRIVATE LIMITED Ground Floor, A-38, IKAS Technologies Complex, 2nd Cross street, Newgen Software Technologies, SIPCOT IT Park, Pudupakam, Kanchipuram, Tamil Nadu Pincode: 603103 | TL/MD/2025/000001 | 13-Feb-2025 | ELECTRONICS- MEDICAL ELECTRICAL EQUIPMENT Pulse Oximeter equipment Accuracy of controls and instruments and protection against hazardous outputs Cl.201.12 of ISO 80601-2-61 2017 | Class C
ELETTRA TECH PRIVATE LIMITED Ground Floor, A-38, IKAS Technologies Complex, 2nd Cross street, Newgen Software Technologies, SIPCOT IT Park, Pudupakam, Kanchipuram, Tamil Nadu Pincode: 603103 | TL/MD/2025/000001 | 13-Feb-2025 | ELECTRONICS- MEDICAL ELECTRICAL EQUIPMENT Pulse Oximeter equipment Classification of ME EQUIPMENT and ME SYSTEMS Cl.201.6 of ISO 80601-2-61 2017 | Class C
ELETTRA TECH PRIVATE LIMITED Ground Floor, A-38, IKAS Technologies Complex, 2nd Cross street, Newgen Software Technologies, SIPCOT IT Park, Pudupakam, Kanchipuram, Tamil Nadu Pincode: 603103 | TL/MD/2025/000001 | 13-Feb-2025 | ELECTRONICS- MEDICAL ELECTRICAL EQUIPMENT Pulse Oximeter equipment Construction of ME Equipment Cl.201.15 of ISO 80601-2-61 2017 | Class C
ELETTRA TECH PRIVATE LIMITED Ground Floor, A-38, IKAS Technologies Complex, 2nd Cross street, Newgen Software Technologies, SIPCOT IT Park, Pudupakam, Kanchipuram, Tamil Nadu Pincode: 603103 | TL/MD/2025/000001 | 13-Feb-2025 | ELECTRONICS- MEDICAL ELECTRICAL EQUIPMENT Pulse Oximeter equipment Functional Connection Cl.201.103 of ISO 80601-2-61 2017 | Class C
ELETTRA TECH PRIVATE LIMITED Ground Floor, A-38, IKAS Technologies Complex, 2nd Cross street, Newgen Software Technologies, SIPCOT IT Park, Pudupakam, Kanchipuram, Tamil Nadu Pincode: 603103 | TL/MD/2025/000001 | 13-Feb-2025 | ELECTRONICS- MEDICAL ELECTRICAL EQUIPMENT Pulse Oximeter equipment General Requirements Cl.201.4 of ISO 80601-2-61 2017 | Class C
ELETTRA TECH PRIVATE LIMITED Ground Floor, A-38, IKAS Technologies Complex, 2nd Cross street, Newgen Software Technologies, SIPCOT IT Park, Pudupakam, Kanchipuram, Tamil Nadu Pincode: 603103 | TL/MD/2025/000001 | 13-Feb-2025 | ELECTRONICS- MEDICAL ELECTRICAL EQUIPMENT Pulse Oximeter equipment General requirements for testing ME EQUIPMENT Cl.201.5 of ISO 80601-2-61 2017 | Class C
ELETTRA TECH PRIVATE LIMITED Ground Floor, A-38, IKAS Technologies Complex, 2nd Cross street, Newgen Software Technologies, SIPCOT IT Park, Pudupakam, Kanchipuram, Tamil Nadu Pincode: 603103 | TL/MD/2025/000001 | 13-Feb-2025 | ELECTRONICS- MEDICAL ELECTRICAL EQUIPMENT Pulse Oximeter equipment ME Systems Cl.201.16 of ISO 80601-2-61 2017 | Class C
ELETTRA TECH PRIVATE LIMITED Ground Floor, A-38, IKAS Technologies Complex, 2nd Cross street, Newgen Software Technologies, SIPCOT IT Park, Pudupakam, Kanchipuram, Tamil Nadu Pincode: 603103 | TL/MD/2025/000001 | 13-Feb-2025 | ELECTRONICS- MEDICAL ELECTRICAL EQUIPMENT Pulse Oximeter equipment Protection against electrical HAZARDS from ME EQUIPMENT Cl.201.8 of ISO 80601-2-61 2017 | Class C
ELETTRA TECH PRIVATE LIMITED Ground Floor, A-38, IKAS Technologies Complex, 2nd Cross street, Newgen Software Technologies, SIPCOT IT Park, Pudupakam, Kanchipuram, Tamil Nadu Pincode: 603103 | TL/MD/2025/000001 | 13-Feb-2025 | ELECTRONICS- MEDICAL ELECTRICAL EQUIPMENT Pulse Oximeter equipment Protection against excessive temperatures in ME Equipment Cl.201.11 of ISO 80601-2-61 2017 | Class C
ELETTRA TECH PRIVATE LIMITED Ground Floor, A-38, IKAS Technologies Complex, 2nd Cross street, Newgen Software Technologies, SIPCOT IT Park, Pudupakam, Kanchipuram, Tamil Nadu Pincode: 603103 | TL/MD/2025/000001 | 13-Feb-2025 | ELECTRONICS- MEDICAL ELECTRICAL EQUIPMENT Pulse Oximeter equipment Protection against MECAHNICAL HAZARDS of ME EQUIPMENT and ME SYSTEMS Cl.201.9 of ISO 80601-2-61 2017 | Class C
ELETTRA TECH PRIVATE LIMITED Ground Floor, A-38, IKAS Technologies Complex, 2nd Cross street, Newgen Software Technologies, SIPCOT IT Park, Pudupakam, Kanchipuram, Tamil Nadu Pincode: 603103 | TL/MD/2025/000001 | 13-Feb-2025 | ELECTRONICS- MEDICAL ELECTRICAL EQUIPMENT Pulse Oximeter equipment Pulse Oximeter Probes and probe cable extenders Cl.201.101 of ISO 80601-2-61 2017 | Class C
ELETTRA TECH PRIVATE LIMITED Ground Floor, A-38, IKAS Technologies Complex, 2nd Cross street, Newgen Software Technologies, SIPCOT IT Park, Pudupakam, Kanchipuram, Tamil Nadu Pincode: 603103 | TL/MD/2025/000001 | 13-Feb-2025 | ELECTRONICS- MEDICAL ELECTRICAL EQUIPMENT Pulse Oximeter equipment Radiotherapy equipment Cl.201.12 of ISO 80601-2-61 2017 | Class C
ELETTRA TECH PRIVATE LIMITED Ground Floor, A-38, IKAS Technologies Complex, 2nd Cross street, Newgen Software Technologies, SIPCOT IT Park, Pudupakam, Kanchipuram, Tamil Nadu Pincode: 603103 | TL/MD/2025/000001 | 13-Feb-2025 | ELECTRONICS- MEDICAL ELECTRICAL EQUIPMENT Pulse Oximeter equipment Saturation Pulse information signal Cl.201.102 of ISO 80601-2-61 2017 | Class C
ELETTRA TECH PRIVATE LIMITED Ground Floor, A-38, IKAS Technologies Complex, 2nd Cross street, Newgen Software Technologies, SIPCOT IT Park, Pudupakam, Kanchipuram, Tamil Nadu Pincode: 603103 | TL/MD/2025/000001 | 13-Feb-2025 | ELECTRONICS- MEE Basic Safety and Essential Performance of Medical Electrical Equipment Accidental Selection of excessive output values Cl.12.4.3 IEC 60601-1 2005 AMD1 201 2 AMD2 2020 | Class C
ELETTRA TECH PRIVATE LIMITED Ground Floor, A-38, IKAS Technologies Complex, 2nd Cross street, Newgen Software Technologies, SIPCOT IT Park, Pudupakam, Kanchipuram, Tamil Nadu Pincode: 603103 | TL/MD/2025/000001 | 13-Feb-2025 | ELECTRONICS- MEE Basic Safety and Essential Performance of Medical Electrical Equipment Accidental Selection of excessive output values Cl.12.4.3 of IS 13450 (Part 1) 2018 IEC60601-1 2012 | Class C
ELETTRA TECH PRIVATE LIMITED Ground Floor, A-38, IKAS Technologies Complex, 2nd Cross street, Newgen Software Technologies, SIPCOT IT Park, Pudupakam, Kanchipuram, Tamil Nadu Pincode: 603103 | TL/MD/2025/000001 | 13-Feb-2025 | ELECTRONICS- MEE Basic Safety and Essential Performance of Medical Electrical Equipment Accuracy of controls and instruments Cl.12.1 IEC 60601-1 2005 AMD1 201 2 AMD2 2020 | Class C
ELETTRA TECH PRIVATE LIMITED Ground Floor, A-38, IKAS Technologies Complex, 2nd Cross street, Newgen Software Technologies, SIPCOT IT Park, Pudupakam, Kanchipuram, Tamil Nadu Pincode: 603103 | TL/MD/2025/000001 | 13-Feb-2025 | ELECTRONICS- MEE Basic Safety and Essential Performance of Medical Electrical Equipment Accuracy of controls and instruments Cl.12.1 IS 13450 (Part 1) 2018 IEC60601-1 2012 | Class C
ELETTRA TECH PRIVATE LIMITED Ground Floor, A-38, IKAS Technologies Complex, 2nd Cross street, Newgen Software Technologies, SIPCOT IT Park, Pudupakam, Kanchipuram, Tamil Nadu Pincode: 603103 | TL/MD/2025/000001 | 13-Feb-2025 | ELECTRONICS- MEE Basic Safety and Essential Performance of Medical Electrical Equipment Actuating Parts of controls of ME equipment Cl.15.4.6 IEC 60601-1 2005 AMD1 201 2 AMD2 2020 | Class C
ELETTRA TECH PRIVATE LIMITED Ground Floor, A-38, IKAS Technologies Complex, 2nd Cross street, Newgen Software Technologies, SIPCOT IT Park, Pudupakam, Kanchipuram, Tamil Nadu Pincode: 603103 | TL/MD/2025/000001 | 13-Feb-2025 | ELECTRONICS- MEE Basic Safety and Essential Performance of Medical Electrical Equipment Actuating Parts of controls of ME equipment Cl.15.4.6 IS 13450 (Part 1) 2018 IEC 60601-1 2012 | Class C
ELETTRA TECH PRIVATE LIMITED Ground Floor, A-38, IKAS Technologies Complex, 2nd Cross street, Newgen Software Technologies, SIPCOT IT Park, Pudupakam, Kanchipuram, Tamil Nadu Pincode: 603103 | TL/MD/2025/000001 | 13-Feb-2025 | ELECTRONICS- MEE Basic Safety and Essential Performance of Medical Electrical Equipment Alarm Systems Cl.12.3 of IEC 60601-1 2005 AMD1 201 2 AMD2 2020 | Class C
ELETTRA TECH PRIVATE LIMITED Ground Floor, A-38, IKAS Technologies Complex, 2nd Cross street, Newgen Software Technologies, SIPCOT IT Park, Pudupakam, Kanchipuram, Tamil Nadu Pincode: 603103 | TL/MD/2025/000001 | 13-Feb-2025 | ELECTRONICS- MEE Basic Safety and Essential Performance of Medical Electrical Equipment Arrangements of controls and indicators Cl.15.1 IEC 60601-1 2005 AMD1 201 2 AMD2 2020 | Class C
ELETTRA TECH PRIVATE LIMITED Ground Floor, A-38, IKAS Technologies Complex, 2nd Cross street, Newgen Software Technologies, SIPCOT IT Park, Pudupakam, Kanchipuram, Tamil Nadu Pincode: 603103 | TL/MD/2025/000001 | 13-Feb-2025 | ELECTRONICS- MEE Basic Safety and Essential Performance of Medical Electrical Equipment Arrangements of controls and indicators Cl.15.1 IS 13450 (Part 1) 2018 IEC60601-1 2012 | Class C
ELETTRA TECH PRIVATE LIMITED Ground Floor, A-38, IKAS Technologies Complex, 2nd Cross street, Newgen Software Technologies, SIPCOT IT Park, Pudupakam, Kanchipuram, Tamil Nadu Pincode: 603103 | TL/MD/2025/000001 | 13-Feb-2025 | ELECTRONICS- MEE Basic Safety and Essential Performance of Medical Electrical Equipment Biocompatibility of ME Equipment and ME Systems Cl.11.7 IEC 60601-1 2005 AMD1 201 2 AMD2 2020 | Class C
ELETTRA TECH PRIVATE LIMITED Ground Floor, A-38, IKAS Technologies Complex, 2nd Cross street, Newgen Software Technologies, SIPCOT IT Park, Pudupakam, Kanchipuram, Tamil Nadu Pincode: 603103 | TL/MD/2025/000001 | 13-Feb-2025 | ELECTRONICS- MEE Basic Safety and Essential Performance of Medical Electrical Equipment Biocompatibility of ME Equipment and ME Systems Cl.11.7 IS 13450 (Part 1) 2018 IEC60601-1 2012 | Class C
ELETTRA TECH PRIVATE LIMITED Ground Floor, A-38, IKAS Technologies Complex, 2nd Cross street, Newgen Software Technologies, SIPCOT IT Park, Pudupakam, Kanchipuram, Tamil Nadu Pincode: 603103 | TL/MD/2025/000001 | 13-Feb-2025 | ELECTRONICS- MEE Basic Safety and Essential Performance of Medical Electrical Equipment Classification of applied parts Cl.8.3 IEC 60601-1 2005 AMD1 201 2 AMD2 2020 | Class C
ELETTRA TECH PRIVATE LIMITED Ground Floor, A-38, IKAS Technologies Complex, 2nd Cross street, Newgen Software Technologies, SIPCOT IT Park, Pudupakam, Kanchipuram, Tamil Nadu Pincode: 603103 | TL/MD/2025/000001 | 13-Feb-2025 | ELECTRONICS- MEE Basic Safety and Essential Performance of Medical Electrical Equipment Classification of applied parts Cl.8.3 IS 13450 (Part 1) 2018 IEC60601-1 2012 | Class C
ELETTRA TECH PRIVATE LIMITED Ground Floor, A-38, IKAS Technologies Complex, 2nd Cross street, Newgen Software Technologies, SIPCOT IT Park, Pudupakam, Kanchipuram, Tamil Nadu Pincode: 603103 | TL/MD/2025/000001 | 13-Feb-2025 | ELECTRONICS- MEE Basic Safety and Essential Performance of Medical Electrical Equipment Compatibility with substances used with the ME EQUIPMENT Cl.11.6.8 of IEC 60601-1 2005 AMD1 201 2 AMD2 2020 | Class C
ELETTRA TECH PRIVATE LIMITED Ground Floor, A-38, IKAS Technologies Complex, 2nd Cross street, Newgen Software Technologies, SIPCOT IT Park, Pudupakam, Kanchipuram, Tamil Nadu Pincode: 603103 | TL/MD/2025/000001 | 13-Feb-2025 | ELECTRONICS- MEE Basic Safety and Essential Performance of Medical Electrical Equipment Components and wiring Cl.8.10 IEC 60601- 1 2005 AMD1 2012 AM D2 2020 | Class C
ELETTRA TECH PRIVATE LIMITED Ground Floor, A-38, IKAS Technologies Complex, 2nd Cross street, Newgen Software Technologies, SIPCOT IT Park, Pudupakam, Kanchipuram, Tamil Nadu Pincode: 603103 | TL/MD/2025/000001 | 13-Feb-2025 | ELECTRONICS- MEE Basic Safety and Essential Performance of Medical Electrical Equipment Components and wiring Cl.8.10 IS 13450 (Part 1) 2018 IEC60601-1 2012 | Class C
ELETTRA TECH PRIVATE LIMITED Ground Floor, A-38, IKAS Technologies Complex, 2nd Cross street, Newgen Software Technologies, SIPCOT IT Park, Pudupakam, Kanchipuram, Tamil Nadu Pincode: 603103 | TL/MD/2025/000001 | 13-Feb-2025 | ELECTRONICS- MEE Basic Safety and Essential Performance of Medical Electrical Equipment Components of ME EQUIPMENT Cl.4.8 IEC60601-1 2005 AMD1 2012 AMD2 2020 | Class C
ELETTRA TECH PRIVATE LIMITED Ground Floor, A-38, IKAS Technologies Complex, 2nd Cross street, Newgen Software Technologies, SIPCOT IT Park, Pudupakam, Kanchipuram, Tamil Nadu Pincode: 603103 | TL/MD/2025/000001 | 13-Feb-2025 | ELECTRONICS- MEE Basic Safety and Essential Performance of Medical Electrical Equipment Components of ME EQUIPMENT Cl.4.8 IS 13450 (Part1) 2018 IEC60601- 1 2012 | Class C
ELETTRA TECH PRIVATE LIMITED Ground Floor, A-38, IKAS Technologies Complex, 2nd Cross street, Newgen Software Technologies, SIPCOT IT Park, Pudupakam, Kanchipuram, Tamil Nadu Pincode: 603103 | TL/MD/2025/000001 | 13-Feb-2025 | ELECTRONICS- MEE Basic Safety and Essential Performance of Medical Electrical Equipment Creepage distances and air clearances Cl.8.9 IEC 60601-1 2005 AMD1 201 2 AMD2 2020 (Except 8.9.7.1) | Class C
ELETTRA TECH PRIVATE LIMITED Ground Floor, A-38, IKAS Technologies Complex, 2nd Cross street, Newgen Software Technologies, SIPCOT IT Park, Pudupakam, Kanchipuram, Tamil Nadu Pincode: 603103 | TL/MD/2025/000001 | 13-Feb-2025 | ELECTRONICS- MEE Basic Safety and Essential Performance of Medical Electrical Equipment Creepage distances and air clearances Cl.8.9 IS 13450 (Part 1) 2018 IEC60601-1 2012 (Except 8.9.7.1) | Class C
ELETTRA TECH PRIVATE LIMITED Ground Floor, A-38, IKAS Technologies Complex, 2nd Cross street, Newgen Software Technologies, SIPCOT IT Park, Pudupakam, Kanchipuram, Tamil Nadu Pincode: 603103 | TL/MD/2025/000001 | 13-Feb-2025 | ELECTRONICS- MEE Basic Safety and Essential Performance of Medical Electrical Equipment Determination of APPLIED PARTS and ACCESSIBLE PARTS Cl.5.9 IEC 60601-1 2005 AMD1 201 2 AMD2 2020 | Class C
ELETTRA TECH PRIVATE LIMITED Ground Floor, A-38, IKAS Technologies Complex, 2nd Cross street, Newgen Software Technologies, SIPCOT IT Park, Pudupakam, Kanchipuram, Tamil Nadu Pincode: 603103 | TL/MD/2025/000001 | 13-Feb-2025 | ELECTRONICS- MEE Basic Safety and Essential Performance of Medical Electrical Equipment Determination of APPLIED PARTS and ACCESSIBLE PARTS Cl.5.9 IS 13450 (Part 1) 2018 IEC 60601-1 2012 | Class C
ELETTRA TECH PRIVATE LIMITED Ground Floor, A-38, IKAS Technologies Complex, 2nd Cross street, Newgen Software Technologies, SIPCOT IT Park, Pudupakam, Kanchipuram, Tamil Nadu Pincode: 603103 | TL/MD/2025/000001 | 13-Feb-2025 | ELECTRONICS- MEE Basic Safety and Essential Performance of Medical Electrical Equipment Diagnostic or therapeutic acoustic pressure Cl.12.4.6 IEC 60601-1 2005 AMD1 201 2 AMD2 2020 | Class C
ELETTRA TECH PRIVATE LIMITED Ground Floor, A-38, IKAS Technologies Complex, 2nd Cross street, Newgen Software Technologies, SIPCOT IT Park, Pudupakam, Kanchipuram, Tamil Nadu Pincode: 603103 | TL/MD/2025/000001 | 13-Feb-2025 | ELECTRONICS- MEE Basic Safety and Essential Performance of Medical Electrical Equipment Diagnostic or therapeutic acoustic pressure Cl.12.4.6 IS 13450 (Part 1) 2018 IEC60601-1 2012 | Class C
ELETTRA TECH PRIVATE LIMITED Ground Floor, A-38, IKAS Technologies Complex, 2nd Cross street, Newgen Software Technologies, SIPCOT IT Park, Pudupakam, Kanchipuram, Tamil Nadu Pincode: 603103 | TL/MD/2025/000001 | 13-Feb-2025 | ELECTRONICS- MEE Basic Safety and Essential Performance of Medical Electrical Equipment Dielectric strength Cl.8.8.3 of IEC 60601-1 2005 AMD1 201 2 AMD2 2020 | Class C
ELETTRA TECH PRIVATE LIMITED Ground Floor, A-38, IKAS Technologies Complex, 2nd Cross street, Newgen Software Technologies, SIPCOT IT Park, Pudupakam, Kanchipuram, Tamil Nadu Pincode: 603103 | TL/MD/2025/000001 | 13-Feb-2025 | ELECTRONICS- MEE Basic Safety and Essential Performance of Medical Electrical Equipment Dielectric strength Cl.8.8.3 of IS 13450 (Part 1) 2018 IEC60601-1 2012 | Class C
ELETTRA TECH PRIVATE LIMITED Ground Floor, A-38, IKAS Technologies Complex, 2nd Cross street, Newgen Software Technologies, SIPCOT IT Park, Pudupakam, Kanchipuram, Tamil Nadu Pincode: 603103 | TL/MD/2025/000001 | 13-Feb-2025 | ELECTRONICS- MEE Basic Safety and Essential Performance of Medical Electrical Equipment Drop test Cl.15.3.4 of IEC 60601-1 2005 AMD1 2012 AMD2 2020 | Class C
ELETTRA TECH PRIVATE LIMITED Ground Floor, A-38, IKAS Technologies Complex, 2nd Cross street, Newgen Software Technologies, SIPCOT IT Park, Pudupakam, Kanchipuram, Tamil Nadu Pincode: 603103 | TL/MD/2025/000001 | 13-Feb-2025 | ELECTRONICS- MEE Basic Safety and Essential Performance of Medical Electrical Equipment Drop test Cl.15.3.4 of IS 13450 (Part 1) 2018 IEC60601-1 2012 | Class C
ELETTRA TECH PRIVATE LIMITED Ground Floor, A-38, IKAS Technologies Complex, 2nd Cross street, Newgen Software Technologies, SIPCOT IT Park, Pudupakam, Kanchipuram, Tamil Nadu Pincode: 603103 | TL/MD/2025/000001 | 13-Feb-2025 | ELECTRONICS- MEE Basic Safety and Essential Performance of Medical Electrical Equipment Electrical SINGLE FAULT Conditions Cl.13.2.2 of IEC 60601-1 2005 AMD1 201 2 AMD2 2020 | Class C
ELETTRA TECH PRIVATE LIMITED Ground Floor, A-38, IKAS Technologies Complex, 2nd Cross street, Newgen Software Technologies, SIPCOT IT Park, Pudupakam, Kanchipuram, Tamil Nadu Pincode: 603103 | TL/MD/2025/000001 | 13-Feb-2025 | ELECTRONICS- MEE Basic Safety and Essential Performance of Medical Electrical Equipment Electrical SINGLE FAULT Conditions Cl.13.2.2 of IS 13450 (Part 1) 2018 IEC 60601-1 2012 | Class C
ELETTRA TECH PRIVATE LIMITED Ground Floor, A-38, IKAS Technologies Complex, 2nd Cross street, Newgen Software Technologies, SIPCOT IT Park, Pudupakam, Kanchipuram, Tamil Nadu Pincode: 603103 | TL/MD/2025/000001 | 13-Feb-2025 | ELECTRONICS- MEE Basic Safety and Essential Performance of Medical Electrical Equipment Environmental influences Cl.15.3.7 of IEC 60601-1 2005 AMD1 201 2 AMD2 2020 | Class C
ELETTRA TECH PRIVATE LIMITED Ground Floor, A-38, IKAS Technologies Complex, 2nd Cross street, Newgen Software Technologies, SIPCOT IT Park, Pudupakam, Kanchipuram, Tamil Nadu Pincode: 603103 | TL/MD/2025/000001 | 13-Feb-2025 | ELECTRONICS- MEE Basic Safety and Essential Performance of Medical Electrical Equipment Environmental influences Cl.15.3.7 of IS 13450 (Part 1) 2018 IEC60601-1 2012 | Class C
ELETTRA TECH PRIVATE LIMITED Ground Floor, A-38, IKAS Technologies Complex, 2nd Cross street, Newgen Software Technologies, SIPCOT IT Park, Pudupakam, Kanchipuram, Tamil Nadu Pincode: 603103 | TL/MD/2025/000001 | 13-Feb-2025 | ELECTRONICS- MEE Basic Safety and Essential Performance of Medical Electrical Equipment Exceeding LEAKAGE CURRENT or Voltage limits Cl.13.1.3 of IEC 60601-1 2005 AMD1 201 2 AMD2 2020 | Class C
ELETTRA TECH PRIVATE LIMITED Ground Floor, A-38, IKAS Technologies Complex, 2nd Cross street, Newgen Software Technologies, SIPCOT IT Park, Pudupakam, Kanchipuram, Tamil Nadu Pincode: 603103 | TL/MD/2025/000001 | 13-Feb-2025 | ELECTRONICS- MEE Basic Safety and Essential Performance of Medical Electrical Equipment Exceeding LEAKAGE CURRENT or Voltage limits Cl.13.1.3 of IS 13450 (Part 1) 2018 IEC 60601-1 2012 | Class C
ELETTRA TECH PRIVATE LIMITED Ground Floor, A-38, IKAS Technologies Complex, 2nd Cross street, Newgen Software Technologies, SIPCOT IT Park, Pudupakam, Kanchipuram, Tamil Nadu Pincode: 603103 | TL/MD/2025/000001 | 13-Feb-2025 | ELECTRONICS- MEE Basic Safety and Essential Performance of Medical Electrical Equipment Excessive temperatures in ME Equipment Cl.11.1 of IEC 60601-1 2005 AMD1 201 2 AMD2 2020 | Class C
ELETTRA TECH PRIVATE LIMITED Ground Floor, A-38, IKAS Technologies Complex, 2nd Cross street, Newgen Software Technologies, SIPCOT IT Park, Pudupakam, Kanchipuram, Tamil Nadu Pincode: 603103 | TL/MD/2025/000001 | 13-Feb-2025 | ELECTRONICS- MEE Basic Safety and Essential Performance of Medical Electrical Equipment Excessive temperatures in ME Equipment Cl.11.1 of IS 13450 (Part 1) 2018 IEC60601-1 2012 | Class C
ELETTRA TECH PRIVATE LIMITED Ground Floor, A-38, IKAS Technologies Complex, 2nd Cross street, Newgen Software Technologies, SIPCOT IT Park, Pudupakam, Kanchipuram, Tamil Nadu Pincode: 603103 | TL/MD/2025/000001 | 13-Feb-2025 | ELECTRONICS- MEE Basic Safety and Essential Performance of Medical Electrical Equipment Expected Service Life Cl.4.4 of IEC 60601-1 2005 AMD1 201 2 AMD2 2020 | Class C
ELETTRA TECH PRIVATE LIMITED Ground Floor, A-38, IKAS Technologies Complex, 2nd Cross street, Newgen Software Technologies, SIPCOT IT Park, Pudupakam, Kanchipuram, Tamil Nadu Pincode: 603103 | TL/MD/2025/000001 | 13-Feb-2025 | ELECTRONICS- MEE Basic Safety and Essential Performance of Medical Electrical Equipment Expected Service Life Cl.4.4 of IS 13450 (Part 1) 2018 IEC60601-1 2012 | Class C
ELETTRA TECH PRIVATE LIMITED Ground Floor, A-38, IKAS Technologies Complex, 2nd Cross street, Newgen Software Technologies, SIPCOT IT Park, Pudupakam, Kanchipuram, Tamil Nadu Pincode: 603103 | TL/MD/2025/000001 | 13-Feb-2025 | ELECTRONICS- MEE Basic Safety and Essential Performance of Medical Electrical Equipment Failure of Temperature limiting devices Cl.13.2.5 of IEC 60601-1 2005 AMD1 201 2 AMD2 2020 | Class C
ELETTRA TECH PRIVATE LIMITED Ground Floor, A-38, IKAS Technologies Complex, 2nd Cross street, Newgen Software Technologies, SIPCOT IT Park, Pudupakam, Kanchipuram, Tamil Nadu Pincode: 603103 | TL/MD/2025/000001 | 13-Feb-2025 | ELECTRONICS- MEE Basic Safety and Essential Performance of Medical Electrical Equipment Failure of Temperature limiting devices Cl.13.2.5 of IS 13450 (Part 1) 2018 IEC60601-1 2012 | Class C
ELETTRA TECH PRIVATE LIMITED Ground Floor, A-38, IKAS Technologies Complex, 2nd Cross street, Newgen Software Technologies, SIPCOT IT Park, Pudupakam, Kanchipuram, Tamil Nadu Pincode: 603103 | TL/MD/2025/000001 | 13-Feb-2025 | ELECTRONICS- MEE Basic Safety and Essential Performance of Medical Electrical Equipment Failure of THERMOSTATS Cl.13.2.4 of IEC 60601-1 2005 AMD1 201 2 AMD2 2020 | Class C
ELETTRA TECH PRIVATE LIMITED Ground Floor, A-38, IKAS Technologies Complex, 2nd Cross street, Newgen Software Technologies, SIPCOT IT Park, Pudupakam, Kanchipuram, Tamil Nadu Pincode: 603103 | TL/MD/2025/000001 | 13-Feb-2025 | ELECTRONICS- MEE Basic Safety and Essential Performance of Medical Electrical Equipment Failure of THERMOSTATS Cl.13.2.4 of IS 13450 (Part 1) 2018 IEC60601-1 2012 | Class C
ELETTRA TECH PRIVATE LIMITED Ground Floor, A-38, IKAS Technologies Complex, 2nd Cross street, Newgen Software Technologies, SIPCOT IT Park, Pudupakam, Kanchipuram, Tamil Nadu Pincode: 603103 | TL/MD/2025/000001 | 13-Feb-2025 | ELECTRONICS- MEE Basic Safety and Essential Performance of Medical Electrical Equipment Force for propulsion Cl.9.4.2.4.2 of IEC 60601-1 2005 AMD1 201 2 AMD2 2020 | Class C
ELETTRA TECH PRIVATE LIMITED Ground Floor, A-38, IKAS Technologies Complex, 2nd Cross street, Newgen Software Technologies, SIPCOT IT Park, Pudupakam, Kanchipuram, Tamil Nadu Pincode: 603103 | TL/MD/2025/000001 | 13-Feb-2025 | ELECTRONICS- MEE Basic Safety and Essential Performance of Medical Electrical Equipment Force for propulsion Cl.9.4.2.4.2 of IS 13450 (Part 1) 2018 IEC60601-1 2012 | Class C
ELETTRA TECH PRIVATE LIMITED Ground Floor, A-38, IKAS Technologies Complex, 2nd Cross street, Newgen Software Technologies, SIPCOT IT Park, Pudupakam, Kanchipuram, Tamil Nadu Pincode: 603103 | TL/MD/2025/000001 | 13-Feb-2025 | ELECTRONICS- MEE Basic Safety and Essential Performance of Medical Electrical Equipment General overload test conditions Cl.13.2.13 of IEC 60601-1 2005 AMD1 201 2 AMD2 2020 | Class C
ELETTRA TECH PRIVATE LIMITED Ground Floor, A-38, IKAS Technologies Complex, 2nd Cross street, Newgen Software Technologies, SIPCOT IT Park, Pudupakam, Kanchipuram, Tamil Nadu Pincode: 603103 | TL/MD/2025/000001 | 13-Feb-2025 | ELECTRONICS- MEE Basic Safety and Essential Performance of Medical Electrical Equipment General overload test conditions Cl.13.2.13 of IS 13450 (Part 1) 2018 IEC 60601-1 2012 | Class C
ELETTRA TECH PRIVATE LIMITED Ground Floor, A-38, IKAS Technologies Complex, 2nd Cross street, Newgen Software Technologies, SIPCOT IT Park, Pudupakam, Kanchipuram, Tamil Nadu Pincode: 603103 | TL/MD/2025/000001 | 13-Feb-2025 | ELECTRONICS- MEE Basic Safety and Essential Performance of Medical Electrical Equipment Grips and other handling devices Cl.9.4.4 of IEC 60601-1 2005 AMD1 201 2 AMD2 2020 | Class C
ELETTRA TECH PRIVATE LIMITED Ground Floor, A-38, IKAS Technologies Complex, 2nd Cross street, Newgen Software Technologies, SIPCOT IT Park, Pudupakam, Kanchipuram, Tamil Nadu Pincode: 603103 | TL/MD/2025/000001 | 13-Feb-2025 | ELECTRONICS- MEE Basic Safety and Essential Performance of Medical Electrical Equipment Grips and other handling devices Cl.9.4.4 of IS 13450 (Part 1) 2018 IEC 60601-1 2012 | Class C
ELETTRA TECH PRIVATE LIMITED Ground Floor, A-38, IKAS Technologies Complex, 2nd Cross street, Newgen Software Technologies, SIPCOT IT Park, Pudupakam, Kanchipuram, Tamil Nadu Pincode: 603103 | TL/MD/2025/000001 | 13-Feb-2025 | ELECTRONICS- MEE Basic Safety and Essential Performance of Medical Electrical Equipment Humidity Preconditioning treatment Cl.5.7 of IEC 60601-1 2005 AMD1 201 2 AMD2 2020 | Class C
ELETTRA TECH PRIVATE LIMITED Ground Floor, A-38, IKAS Technologies Complex, 2nd Cross street, Newgen Software Technologies, SIPCOT IT Park, Pudupakam, Kanchipuram, Tamil Nadu Pincode: 603103 | TL/MD/2025/000001 | 13-Feb-2025 | ELECTRONICS- MEE Basic Safety and Essential Performance of Medical Electrical Equipment Humidity Preconditioning treatment Cl.5.7 of IS 13450 (Part 1) 2018 IEC60601-1 2012 | Class C
ELETTRA TECH PRIVATE LIMITED Ground Floor, A-38, IKAS Technologies Complex, 2nd Cross street, Newgen Software Technologies, SIPCOT IT Park, Pudupakam, Kanchipuram, Tamil Nadu Pincode: 603103 | TL/MD/2025/000001 | 13-Feb-2025 | ELECTRONICS- MEE Basic Safety and Essential Performance of Medical Electrical Equipment Impact test Cl.15.3.3 of IEC 60601-1 2005 AMD1 201 2 AMD2 2020 | Class C
ELETTRA TECH PRIVATE LIMITED Ground Floor, A-38, IKAS Technologies Complex, 2nd Cross street, Newgen Software Technologies, SIPCOT IT Park, Pudupakam, Kanchipuram, Tamil Nadu Pincode: 603103 | TL/MD/2025/000001 | 13-Feb-2025 | ELECTRONICS- MEE Basic Safety and Essential Performance of Medical Electrical Equipment Impact test Cl.15.3.3 of IS 13450 (Part 1) 2018 IEC 60601-1 2012 | Class C
ELETTRA TECH PRIVATE LIMITED Ground Floor, A-38, IKAS Technologies Complex, 2nd Cross street, Newgen Software Technologies, SIPCOT IT Park, Pudupakam, Kanchipuram, Tamil Nadu Pincode: 603103 | TL/MD/2025/000001 | 13-Feb-2025 | ELECTRONICS- MEE Basic Safety and Essential Performance of Medical Electrical Equipment Impairment of cooling that could result in a HAZARD Cl.13.2.7 of IEC 60601-1 2005 AMD1 201 2 AMD2 2020 | Class C
ELETTRA TECH PRIVATE LIMITED Ground Floor, A-38, IKAS Technologies Complex, 2nd Cross street, Newgen Software Technologies, SIPCOT IT Park, Pudupakam, Kanchipuram, Tamil Nadu Pincode: 603103 | TL/MD/2025/000001 | 13-Feb-2025 | ELECTRONICS- MEE Basic Safety and Essential Performance of Medical Electrical Equipment Impairment of cooling that could result in a HAZARD Cl.13.2.7 of IS 13450 (Part 1) 2018 IEC 60601-1 2012 | Class C
ELETTRA TECH PRIVATE LIMITED Ground Floor, A-38, IKAS Technologies Complex, 2nd Cross street, Newgen Software Technologies, SIPCOT IT Park, Pudupakam, Kanchipuram, Tamil Nadu Pincode: 603103 | TL/MD/2025/000001 | 13-Feb-2025 | ELECTRONICS- MEE Basic Safety and Essential Performance of Medical Electrical Equipment Incorrect Output Cl.12.4.4 IS 13450 (Part 1) 2018 IEC 60601-1 2012 | Class C
ELETTRA TECH PRIVATE LIMITED Ground Floor, A-38, IKAS Technologies Complex, 2nd Cross street, Newgen Software Technologies, SIPCOT IT Park, Pudupakam, Kanchipuram, Tamil Nadu Pincode: 603103 | TL/MD/2025/000001 | 13-Feb-2025 | ELECTRONICS- MEE Basic Safety and Essential Performance of Medical Electrical Equipment Incorrect Output Cl.12.4.4 of IEC 60601-1 2005 AMD1 201 2 AMD2 2020 | Class C
ELETTRA TECH PRIVATE LIMITED Ground Floor, A-38, IKAS Technologies Complex, 2nd Cross street, Newgen Software Technologies, SIPCOT IT Park, Pudupakam, Kanchipuram, Tamil Nadu Pincode: 603103 | TL/MD/2025/000001 | 13-Feb-2025 | ELECTRONICS- MEE Basic Safety and Essential Performance of Medical Electrical Equipment Indication of parameters relevant to safety Cl.12.4.2 of IEC 60601-1 2005 AMD1 201 2 AMD2 2020 | Class C
ELETTRA TECH PRIVATE LIMITED Ground Floor, A-38, IKAS Technologies Complex, 2nd Cross street, Newgen Software Technologies, SIPCOT IT Park, Pudupakam, Kanchipuram, Tamil Nadu Pincode: 603103 | TL/MD/2025/000001 | 13-Feb-2025 | ELECTRONICS- MEE Basic Safety and Essential Performance of Medical Electrical Equipment Indication of parameters relevant to safety Cl.12.4.2 of IS 13450 (Part 1) 2018 IEC 60601-1 2012 | Class C
ELETTRA TECH PRIVATE LIMITED Ground Floor, A-38, IKAS Technologies Complex, 2nd Cross street, Newgen Software Technologies, SIPCOT IT Park, Pudupakam, Kanchipuram, Tamil Nadu Pincode: 603103 | TL/MD/2025/000001 | 13-Feb-2025 | ELECTRONICS- MEE Basic Safety and Essential Performance of Medical Electrical Equipment Instability Excluding transport Position Cl.9.4.2.2 of IEC 60601-1 2005 AMD1 201 2 AMD2 2020 | Class C
ELETTRA TECH PRIVATE LIMITED Ground Floor, A-38, IKAS Technologies Complex, 2nd Cross street, Newgen Software Technologies, SIPCOT IT Park, Pudupakam, Kanchipuram, Tamil Nadu Pincode: 603103 | TL/MD/2025/000001 | 13-Feb-2025 | ELECTRONICS- MEE Basic Safety and Essential Performance of Medical Electrical Equipment Instability Excluding transport Position Cl.9.4.2.2 of IS 13450 (Part 1) 2018 IEC 60601-1 2012 | Class C
ELETTRA TECH PRIVATE LIMITED Ground Floor, A-38, IKAS Technologies Complex, 2nd Cross street, Newgen Software Technologies, SIPCOT IT Park, Pudupakam, Kanchipuram, Tamil Nadu Pincode: 603103 | TL/MD/2025/000001 | 13-Feb-2025 | ELECTRONICS- MEE Basic Safety and Essential Performance of Medical Electrical Equipment Instability from horizontal and Vertical Forces Cl.9.4.2.3 IS 13450 (Part 1) 2018 IEC 60601-1 2012 | Class C
ELETTRA TECH PRIVATE LIMITED Ground Floor, A-38, IKAS Technologies Complex, 2nd Cross street, Newgen Software Technologies, SIPCOT IT Park, Pudupakam, Kanchipuram, Tamil Nadu Pincode: 603103 | TL/MD/2025/000001 | 13-Feb-2025 | ELECTRONICS- MEE Basic Safety and Essential Performance of Medical Electrical Equipment Instability from horizontal and Vertical Forces Cl.9.4.2.3 of IEC 60601-1 2005 AMD1 201 2 AMD2 2020 | Class C
ELETTRA TECH PRIVATE LIMITED Ground Floor, A-38, IKAS Technologies Complex, 2nd Cross street, Newgen Software Technologies, SIPCOT IT Park, Pudupakam, Kanchipuram, Tamil Nadu Pincode: 603103 | TL/MD/2025/000001 | 13-Feb-2025 | ELECTRONICS- MEE Basic Safety and Essential Performance of Medical Electrical Equipment Instability in transport Position Cl.9.4.2.1 of IEC 60601-1 2005 AMD1 201 2 AMD2 2020 | Class C
ELETTRA TECH PRIVATE LIMITED Ground Floor, A-38, IKAS Technologies Complex, 2nd Cross street, Newgen Software Technologies, SIPCOT IT Park, Pudupakam, Kanchipuram, Tamil Nadu Pincode: 603103 | TL/MD/2025/000001 | 13-Feb-2025 | ELECTRONICS- MEE Basic Safety and Essential Performance of Medical Electrical Equipment Instability in transport Position Cl.9.4.2.1 of IS 13450 (Part 1) 2018 IEC 60601-1 2012 | Class C
ELETTRA TECH PRIVATE LIMITED Ground Floor, A-38, IKAS Technologies Complex, 2nd Cross street, Newgen Software Technologies, SIPCOT IT Park, Pudupakam, Kanchipuram, Tamil Nadu Pincode: 603103 | TL/MD/2025/000001 | 13-Feb-2025 | ELECTRONICS- MEE Basic Safety and Essential Performance of Medical Electrical Equipment Instability in transport Position Cl.9.4.3.1 of IS 13450 (Part 1) 2018 IEC 60601-1 2012 | Class C
ELETTRA TECH PRIVATE LIMITED Ground Floor, A-38, IKAS Technologies Complex, 2nd Cross street, Newgen Software Technologies, SIPCOT IT Park, Pudupakam, Kanchipuram, Tamil Nadu Pincode: 603103 | TL/MD/2025/000001 | 13-Feb-2025 | ELECTRONICS- MEE Basic Safety and Essential Performance of Medical Electrical Equipment Insulation Cl.8.8 of IEC 60601-1 2005 AMD1 2012 AMD2 2020 | Class C
ELETTRA TECH PRIVATE LIMITED Ground Floor, A-38, IKAS Technologies Complex, 2nd Cross street, Newgen Software Technologies, SIPCOT IT Park, Pudupakam, Kanchipuram, Tamil Nadu Pincode: 603103 | TL/MD/2025/000001 | 13-Feb-2025 | ELECTRONICS- MEE Basic Safety and Essential Performance of Medical Electrical Equipment Insulation Cl.8.8 of IS 13450 (Part 1) 2018 IEC 60601-1 2012 | Class C
ELETTRA TECH PRIVATE LIMITED Ground Floor, A-38, IKAS Technologies Complex, 2nd Cross street, Newgen Software Technologies, SIPCOT IT Park, Pudupakam, Kanchipuram, Tamil Nadu Pincode: 603103 | TL/MD/2025/000001 | 13-Feb-2025 | ELECTRONICS- MEE Basic Safety and Essential Performance of Medical Electrical Equipment Intentional exceeding of safety limits Cl.12.4.1 of IEC 60601-1 2005 AMD1 2012 AMD2 2020 | Class C
ELETTRA TECH PRIVATE LIMITED Ground Floor, A-38, IKAS Technologies Complex, 2nd Cross street, Newgen Software Technologies, SIPCOT IT Park, Pudupakam, Kanchipuram, Tamil Nadu Pincode: 603103 | TL/MD/2025/000001 | 13-Feb-2025 | ELECTRONICS- MEE Basic Safety and Essential Performance of Medical Electrical Equipment Intentional exceeding of safety limits Cl.12.4.1 of IS 13450 (Part 1) 2018 IEC 60601-1 2012 | Class C
ELETTRA TECH PRIVATE LIMITED Ground Floor, A-38, IKAS Technologies Complex, 2nd Cross street, Newgen Software Technologies, SIPCOT IT Park, Pudupakam, Kanchipuram, Tamil Nadu Pincode: 603103 | TL/MD/2025/000001 | 13-Feb-2025 | ELECTRONICS- MEE Basic Safety and Essential Performance of Medical Electrical Equipment Interruption and short circuiting of motor capacitors Cl.13.2.9 of IEC 60601-1 2005 AMD1 2012 AMD2 2020 | Class C
ELETTRA TECH PRIVATE LIMITED Ground Floor, A-38, IKAS Technologies Complex, 2nd Cross street, Newgen Software Technologies, SIPCOT IT Park, Pudupakam, Kanchipuram, Tamil Nadu Pincode: 603103 | TL/MD/2025/000001 | 13-Feb-2025 | ELECTRONICS- MEE Basic Safety and Essential Performance of Medical Electrical Equipment Interruption and short circuiting of motor capacitors Cl.13.2.9 of IS 13450 (Part 1) 2018 IEC 60601-1 2012 | Class C
ELETTRA TECH PRIVATE LIMITED Ground Floor, A-38, IKAS Technologies Complex, 2nd Cross street, Newgen Software Technologies, SIPCOT IT Park, Pudupakam, Kanchipuram, Tamil Nadu Pincode: 603103 | TL/MD/2025/000001 | 13-Feb-2025 | ELECTRONICS- MEE Basic Safety and Essential Performance of Medical Electrical Equipment Interruption of the power supply mains to ME Equipment Cl.11.8 of IEC 60601-1 2005 AMD1 2012 AMD2 2020 | Class C
ELETTRA TECH PRIVATE LIMITED Ground Floor, A-38, IKAS Technologies Complex, 2nd Cross street, Newgen Software Technologies, SIPCOT IT Park, Pudupakam, Kanchipuram, Tamil Nadu Pincode: 603103 | TL/MD/2025/000001 | 13-Feb-2025 | ELECTRONICS- MEE Basic Safety and Essential Performance of Medical Electrical Equipment Interruption of the power supply mains to ME Equipment Cl.11.8 of IS 13450 (Part 1) 2018 IEC 60601-1 2012 | Class C
ELETTRA TECH PRIVATE LIMITED Ground Floor, A-38, IKAS Technologies Complex, 2nd Cross street, Newgen Software Technologies, SIPCOT IT Park, Pudupakam, Kanchipuram, Tamil Nadu Pincode: 603103 | TL/MD/2025/000001 | 13-Feb-2025 | ELECTRONICS- MEE Basic Safety and Essential Performance of Medical Electrical Equipment Leakage Currents and patient auxiliary currents Cl.8.7 of IEC 60601-1 2005 AMD1 2012 AMD2 2020 | Class C
ELETTRA TECH PRIVATE LIMITED Ground Floor, A-38, IKAS Technologies Complex, 2nd Cross street, Newgen Software Technologies, SIPCOT IT Park, Pudupakam, Kanchipuram, Tamil Nadu Pincode: 603103 | TL/MD/2025/000001 | 13-Feb-2025 | ELECTRONICS- MEE Basic Safety and Essential Performance of Medical Electrical Equipment Leakage Currents and patient auxiliary currents Cl.8.7 of IS 13450 (Part 1) 2018 IEC 60601-1 2012 | Class C
ELETTRA TECH PRIVATE LIMITED Ground Floor, A-38, IKAS Technologies Complex, 2nd Cross street, Newgen Software Technologies, SIPCOT IT Park, Pudupakam, Kanchipuram, Tamil Nadu Pincode: 603103 | TL/MD/2025/000001 | 13-Feb-2025 | ELECTRONICS- MEE Basic Safety and Essential Performance of Medical Electrical Equipment Leakage of Liquid Cl.13.2.6 of IEC 60601-1 2005 AMD1 2012 AMD2 2020 | Class C
ELETTRA TECH PRIVATE LIMITED Ground Floor, A-38, IKAS Technologies Complex, 2nd Cross street, Newgen Software Technologies, SIPCOT IT Park, Pudupakam, Kanchipuram, Tamil Nadu Pincode: 603103 | TL/MD/2025/000001 | 13-Feb-2025 | ELECTRONICS- MEE Basic Safety and Essential Performance of Medical Electrical Equipment Leakage of Liquid Cl.13.2.6 of IS 13450 (Part 1) 2018 IEC 60601-1 2012 | Class C
ELETTRA TECH PRIVATE LIMITED Ground Floor, A-38, IKAS Technologies Complex, 2nd Cross street, Newgen Software Technologies, SIPCOT IT Park, Pudupakam, Kanchipuram, Tamil Nadu Pincode: 603103 | TL/MD/2025/000001 | 13-Feb-2025 | ELECTRONICS- MEE Basic Safety and Essential Performance of Medical Electrical Equipment Legibility of markings Cl.7.1.3 of IEC 60601-1 2005 AMD1 2012 AMD2 2020 | Class C
ELETTRA TECH PRIVATE LIMITED Ground Floor, A-38, IKAS Technologies Complex, 2nd Cross street, Newgen Software Technologies, SIPCOT IT Park, Pudupakam, Kanchipuram, Tamil Nadu Pincode: 603103 | TL/MD/2025/000001 | 13-Feb-2025 | ELECTRONICS- MEE Basic Safety and Essential Performance of Medical Electrical Equipment Legibility of markings Cl.7.1.3 of IS 13450 (Part 1) 2018 IEC 60601-1 2012 | Class C
ELETTRA TECH PRIVATE LIMITED Ground Floor, A-38, IKAS Technologies Complex, 2nd Cross street, Newgen Software Technologies, SIPCOT IT Park, Pudupakam, Kanchipuram, Tamil Nadu Pincode: 603103 | TL/MD/2025/000001 | 13-Feb-2025 | ELECTRONICS- MEE Basic Safety and Essential Performance of Medical Electrical Equipment Limitations Voltage and energy Cl.8.4 of IEC 60601-1 2005 AMD1 2012 AMD2 2020 | Class C
ELETTRA TECH PRIVATE LIMITED Ground Floor, A-38, IKAS Technologies Complex, 2nd Cross street, Newgen Software Technologies, SIPCOT IT Park, Pudupakam, Kanchipuram, Tamil Nadu Pincode: 603103 | TL/MD/2025/000001 | 13-Feb-2025 | ELECTRONICS- MEE Basic Safety and Essential Performance of Medical Electrical Equipment Limitations Voltage and energy Cl.8.4 of IS 13450 (Part 1) 2018 IEC 60601-1 2012 | Class C
ELETTRA TECH PRIVATE LIMITED Ground Floor, A-38, IKAS Technologies Complex, 2nd Cross street, Newgen Software Technologies, SIPCOT IT Park, Pudupakam, Kanchipuram, Tamil Nadu Pincode: 603103 | TL/MD/2025/000001 | 13-Feb-2025 | ELECTRONICS- MEE Basic Safety and Essential Performance of Medical Electrical Equipment Locking of moving parts Cl.13.2.8 of IEC 60601-1 2005 AMD1 2012 AMD2 2020 | Class C
ELETTRA TECH PRIVATE LIMITED Ground Floor, A-38, IKAS Technologies Complex, 2nd Cross street, Newgen Software Technologies, SIPCOT IT Park, Pudupakam, Kanchipuram, Tamil Nadu Pincode: 603103 | TL/MD/2025/000001 | 13-Feb-2025 | ELECTRONICS- MEE Basic Safety and Essential Performance of Medical Electrical Equipment Locking of moving parts Cl.13.2.8 of IS 13450 (Part 1) 2018 IEC 60601-1 2012 | Class C
ELETTRA TECH PRIVATE LIMITED Ground Floor, A-38, IKAS Technologies Complex, 2nd Cross street, Newgen Software Technologies, SIPCOT IT Park, Pudupakam, Kanchipuram, Tamil Nadu Pincode: 603103 | TL/MD/2025/000001 | 13-Feb-2025 | ELECTRONICS- MEE Basic Safety and Essential Performance of Medical Electrical Equipment MAINS PARTS, Components and layout Cl.8.11 of IEC 60601-1 2005 AMD1 2012 AMD2 2020 | Class C
ELETTRA TECH PRIVATE LIMITED Ground Floor, A-38, IKAS Technologies Complex, 2nd Cross street, Newgen Software Technologies, SIPCOT IT Park, Pudupakam, Kanchipuram, Tamil Nadu Pincode: 603103 | TL/MD/2025/000001 | 13-Feb-2025 | ELECTRONICS- MEE Basic Safety and Essential Performance of Medical Electrical Equipment MAINS PARTS, Components and layout Cl.8.11 of IS 13450 (Part 1) 2018 IEC 60601-1 2012 | Class C
ELETTRA TECH PRIVATE LIMITED Ground Floor, A-38, IKAS Technologies Complex, 2nd Cross street, Newgen Software Technologies, SIPCOT IT Park, Pudupakam, Kanchipuram, Tamil Nadu Pincode: 603103 | TL/MD/2025/000001 | 13-Feb-2025 | ELECTRONICS- MEE Basic Safety and Essential Performance of Medical Electrical Equipment Mains supply transformers Cl.15.5 of IEC 60601-1 2005 AMD1 2012 AMD2 2020 | Class C
ELETTRA TECH PRIVATE LIMITED Ground Floor, A-38, IKAS Technologies Complex, 2nd Cross street, Newgen Software Technologies, SIPCOT IT Park, Pudupakam, Kanchipuram, Tamil Nadu Pincode: 603103 | TL/MD/2025/000001 | 13-Feb-2025 | ELECTRONICS- MEE Basic Safety and Essential Performance of Medical Electrical Equipment Mains supply transformers Cl.15.5 of IS 13450 (Part 1) 2018 IEC 60601-1 2012 | Class C
ELETTRA TECH PRIVATE LIMITED Ground Floor, A-38, IKAS Technologies Complex, 2nd Cross street, Newgen Software Technologies, SIPCOT IT Park, Pudupakam, Kanchipuram, Tamil Nadu Pincode: 603103 | TL/MD/2025/000001 | 13-Feb-2025 | ELECTRONICS- MEE Basic Safety and Essential Performance of Medical Electrical Equipment Mechanical Hazard associated with moving parts Cl.9.2 of IEC 60601-1 2005 AMD1 2012 AMD2 2020 | Class C
ELETTRA TECH PRIVATE LIMITED Ground Floor, A-38, IKAS Technologies Complex, 2nd Cross street, Newgen Software Technologies, SIPCOT IT Park, Pudupakam, Kanchipuram, Tamil Nadu Pincode: 603103 | TL/MD/2025/000001 | 13-Feb-2025 | ELECTRONICS- MEE Basic Safety and Essential Performance of Medical Electrical Equipment Mechanical Hazard associated with moving parts Cl.9.2 of IS 13450 (Part 1) 2018 IEC 60601-1 2012 | Class C
ELETTRA TECH PRIVATE LIMITED Ground Floor, A-38, IKAS Technologies Complex, 2nd Cross street, Newgen Software Technologies, SIPCOT IT Park, Pudupakam, Kanchipuram, Tamil Nadu Pincode: 603103 | TL/MD/2025/000001 | 13-Feb-2025 | ELECTRONICS- MEE Basic Safety and Essential Performance of Medical Electrical Equipment Mechanical Hazards of ME Equipment Cl.9.1 of IEC 60601-1 2005 AMD1 2012 AMD2 2020 | Class C
ELETTRA TECH PRIVATE LIMITED Ground Floor, A-38, IKAS Technologies Complex, 2nd Cross street, Newgen Software Technologies, SIPCOT IT Park, Pudupakam, Kanchipuram, Tamil Nadu Pincode: 603103 | TL/MD/2025/000001 | 13-Feb-2025 | ELECTRONICS- MEE Basic Safety and Essential Performance of Medical Electrical Equipment Mechanical Hazards of ME Equipment Cl.9.1 of IS 13450 (Part 1) 2018 IEC 60601-1 2012 | Class C
ELETTRA TECH PRIVATE LIMITED Ground Floor, A-38, IKAS Technologies Complex, 2nd Cross street, Newgen Software Technologies, SIPCOT IT Park, Pudupakam, Kanchipuram, Tamil Nadu Pincode: 603103 | TL/MD/2025/000001 | 13-Feb-2025 | ELECTRONICS- MEE Basic Safety and Essential Performance of Medical Electrical Equipment Mechanical Strength and resistance to heat Cl.8.8.4.1 of IEC 60601-1 2005 AMD1 2012 AMD2 2020 | Class C
ELETTRA TECH PRIVATE LIMITED Ground Floor, A-38, IKAS Technologies Complex, 2nd Cross street, Newgen Software Technologies, SIPCOT IT Park, Pudupakam, Kanchipuram, Tamil Nadu Pincode: 603103 | TL/MD/2025/000001 | 13-Feb-2025 | ELECTRONICS- MEE Basic Safety and Essential Performance of Medical Electrical Equipment Mechanical Strength and resistance to heat Cl.8.8.4.1 of IS 13450 (Part 1) 2018 IEC 60601-1 2012 | Class C
ELETTRA TECH PRIVATE LIMITED Ground Floor, A-38, IKAS Technologies Complex, 2nd Cross street, Newgen Software Technologies, SIPCOT IT Park, Pudupakam, Kanchipuram, Tamil Nadu Pincode: 603103 | TL/MD/2025/000001 | 13-Feb-2025 | ELECTRONICS- MEE Basic Safety and Essential Performance of Medical Electrical Equipment Mechanical Strength Cl.15.3 of IEC 60601-1 2005 AMD1 2012 AMD2 2020 | Class C
ELETTRA TECH PRIVATE LIMITED Ground Floor, A-38, IKAS Technologies Complex, 2nd Cross street, Newgen Software Technologies, SIPCOT IT Park, Pudupakam, Kanchipuram, Tamil Nadu Pincode: 603103 | TL/MD/2025/000001 | 13-Feb-2025 | ELECTRONICS- MEE Basic Safety and Essential Performance of Medical Electrical Equipment Mechanical Strength Cl.15.3 of IS 13450 (Part 1) 2018 IEC 60601-1 2012 | Class C
ELETTRA TECH PRIVATE LIMITED Ground Floor, A-38, IKAS Technologies Complex, 2nd Cross street, Newgen Software Technologies, SIPCOT IT Park, Pudupakam, Kanchipuram, Tamil Nadu Pincode: 603103 | TL/MD/2025/000001 | 13-Feb-2025 | ELECTRONICS- MEE Basic Safety and Essential Performance of Medical Electrical Equipment ME equipment identification, marking and documents Cl.7.0 of IS 13450 (Part 1) 2018 IEC 60601-1 2012 | Class C
ELETTRA TECH PRIVATE LIMITED Ground Floor, A-38, IKAS Technologies Complex, 2nd Cross street, Newgen Software Technologies, SIPCOT IT Park, Pudupakam, Kanchipuram, Tamil Nadu Pincode: 603103 | TL/MD/2025/000001 | 13-Feb-2025 | ELECTRONICS- MEE Basic Safety and Essential Performance of Medical Electrical Equipment ME EQUIPMENT or ME SYSTEM Parts that contact the PATIENT Cl.4.7 of IEC 60601-1 2005 AMD1 2012 AMD2 2020 | Class C
ELETTRA TECH PRIVATE LIMITED Ground Floor, A-38, IKAS Technologies Complex, 2nd Cross street, Newgen Software Technologies, SIPCOT IT Park, Pudupakam, Kanchipuram, Tamil Nadu Pincode: 603103 | TL/MD/2025/000001 | 13-Feb-2025 | ELECTRONICS- MEE Basic Safety and Essential Performance of Medical Electrical Equipment ME EQUIPMENT or ME SYSTEM Parts that contact the PATIENT Cl.4.7 of IS 13450 (Part 1) 2018 IEC 60601-1 2012 | Class C
ELETTRA TECH PRIVATE LIMITED Ground Floor, A-38, IKAS Technologies Complex, 2nd Cross street, Newgen Software Technologies, SIPCOT IT Park, Pudupakam, Kanchipuram, Tamil Nadu Pincode: 603103 | TL/MD/2025/000001 | 13-Feb-2025 | ELECTRONICS- MEE Basic Safety and Essential Performance of Medical Electrical Equipment ME SYSTEMS Cl.16 of IEC 60601-1 2005 AMD1 2012 AMD2 2020 | Class C
ELETTRA TECH PRIVATE LIMITED Ground Floor, A-38, IKAS Technologies Complex, 2nd Cross street, Newgen Software Technologies, SIPCOT IT Park, Pudupakam, Kanchipuram, Tamil Nadu Pincode: 603103 | TL/MD/2025/000001 | 13-Feb-2025 | ELECTRONICS- MEE Basic Safety and Essential Performance of Medical Electrical Equipment ME SYSTEMS Cl.16 of IS 13450 (Part 1) 2018 IEC 60601-1 2012 | Class C
ELETTRA TECH PRIVATE LIMITED Ground Floor, A-38, IKAS Technologies Complex, 2nd Cross street, Newgen Software Technologies, SIPCOT IT Park, Pudupakam, Kanchipuram, Tamil Nadu Pincode: 603103 | TL/MD/2025/000001 | 13-Feb-2025 | ELECTRONICS- MEE Basic Safety and Essential Performance of Medical Electrical Equipment Mode of operation Cl.6.6 of IEC 60601-1 2005 AMD1 2012 AMD2 2020 | Class C
ELETTRA TECH PRIVATE LIMITED Ground Floor, A-38, IKAS Technologies Complex, 2nd Cross street, Newgen Software Technologies, SIPCOT IT Park, Pudupakam, Kanchipuram, Tamil Nadu Pincode: 603103 | TL/MD/2025/000001 | 13-Feb-2025 | ELECTRONICS- MEE Basic Safety and Essential Performance of Medical Electrical Equipment Mode of operation Cl.6.6 of IS 13450 (Part 1) 2018 IEC 60601-1 2012 | Class C
ELETTRA TECH PRIVATE LIMITED Ground Floor, A-38, IKAS Technologies Complex, 2nd Cross street, Newgen Software Technologies, SIPCOT IT Park, Pudupakam, Kanchipuram, Tamil Nadu Pincode: 603103 | TL/MD/2025/000001 | 13-Feb-2025 | ELECTRONICS- MEE Basic Safety and Essential Performance of Medical Electrical Equipment Mould Stress Relief test Cl.15.3.6 of IEC 60601-1 2005 AMD1 2012 AMD2 2020 | Class C
ELETTRA TECH PRIVATE LIMITED Ground Floor, A-38, IKAS Technologies Complex, 2nd Cross street, Newgen Software Technologies, SIPCOT IT Park, Pudupakam, Kanchipuram, Tamil Nadu Pincode: 603103 | TL/MD/2025/000001 | 13-Feb-2025 | ELECTRONICS- MEE Basic Safety and Essential Performance of Medical Electrical Equipment Mould Stress Relief test Cl.15.3.6 of IS 13450 (Part 1) 2018 IEC 60601-1 2012 | Class C
ELETTRA TECH PRIVATE LIMITED Ground Floor, A-38, IKAS Technologies Complex, 2nd Cross street, Newgen Software Technologies, SIPCOT IT Park, Pudupakam, Kanchipuram, Tamil Nadu Pincode: 603103 | TL/MD/2025/000001 | 13-Feb-2025 | ELECTRONICS- MEE Basic Safety and Essential Performance of Medical Electrical Equipment Movement over a threshold Cl.9.4.2.4.3 of IEC 60601-1 2005 AMD1 2012 AMD2 2020 | Class C
ELETTRA TECH PRIVATE LIMITED Ground Floor, A-38, IKAS Technologies Complex, 2nd Cross street, Newgen Software Technologies, SIPCOT IT Park, Pudupakam, Kanchipuram, Tamil Nadu Pincode: 603103 | TL/MD/2025/000001 | 13-Feb-2025 | ELECTRONICS- MEE Basic Safety and Essential Performance of Medical Electrical Equipment Movement over a threshold Cl.9.4.2.4.3 of IS 13450 (Part 1) 2018 IEC 60601-1 2012 | Class C
ELETTRA TECH PRIVATE LIMITED Ground Floor, A-38, IKAS Technologies Complex, 2nd Cross street, Newgen Software Technologies, SIPCOT IT Park, Pudupakam, Kanchipuram, Tamil Nadu Pincode: 603103 | TL/MD/2025/000001 | 13-Feb-2025 | ELECTRONICS- MEE Basic Safety and Essential Performance of Medical Electrical Equipment Overheating of transformers in ME EQUIPMENT Cl.13.2.3 of IEC 60601-1 2005 AMD1 2012 AMD2 2020 | Class C
ELETTRA TECH PRIVATE LIMITED Ground Floor, A-38, IKAS Technologies Complex, 2nd Cross street, Newgen Software Technologies, SIPCOT IT Park, Pudupakam, Kanchipuram, Tamil Nadu Pincode: 603103 | TL/MD/2025/000001 | 13-Feb-2025 | ELECTRONICS- MEE Basic Safety and Essential Performance of Medical Electrical Equipment Overheating of transformers in ME EQUIPMENT Cl.13.2.3 of IS 13450 (Part 1) 2018 IEC 60601-1 2012 | Class C
ELETTRA TECH PRIVATE LIMITED Ground Floor, A-38, IKAS Technologies Complex, 2nd Cross street, Newgen Software Technologies, SIPCOT IT Park, Pudupakam, Kanchipuram, Tamil Nadu Pincode: 603103 | TL/MD/2025/000001 | 13-Feb-2025 | ELECTRONICS- MEE Basic Safety and Essential Performance of Medical Electrical Equipment Power input Cl.4.11 of IEC 60601-1 2005 AMD1 2012 AMD2 2020 | Class C
ELETTRA TECH PRIVATE LIMITED Ground Floor, A-38, IKAS Technologies Complex, 2nd Cross street, Newgen Software Technologies, SIPCOT IT Park, Pudupakam, Kanchipuram, Tamil Nadu Pincode: 603103 | TL/MD/2025/000001 | 13-Feb-2025 | ELECTRONICS- MEE Basic Safety and Essential Performance of Medical Electrical Equipment Power input Cl.4.11 of IS 13450 (Part 1) 2018 IEC 60601-1 2012 | Class C
ELETTRA TECH PRIVATE LIMITED Ground Floor, A-38, IKAS Technologies Complex, 2nd Cross street, Newgen Software Technologies, SIPCOT IT Park, Pudupakam, Kanchipuram, Tamil Nadu Pincode: 603103 | TL/MD/2025/000001 | 13-Feb-2025 | ELECTRONICS- MEE Basic Safety and Essential Performance of Medical Electrical Equipment Push Test Cl.15.3.2 of IEC 60601-1 2005 AMD1 2012 AMD2 2020 | Class C
ELETTRA TECH PRIVATE LIMITED Ground Floor, A-38, IKAS Technologies Complex, 2nd Cross street, Newgen Software Technologies, SIPCOT IT Park, Pudupakam, Kanchipuram, Tamil Nadu Pincode: 603103 | TL/MD/2025/000001 | 13-Feb-2025 | ELECTRONICS- MEE Basic Safety and Essential Performance of Medical Electrical Equipment Push Test Cl.15.3.2 of IS 13450 (Part 1) 2018 IEC 60601-1 2012 | Class C
ELETTRA TECH PRIVATE LIMITED Ground Floor, A-38, IKAS Technologies Complex, 2nd Cross street, Newgen Software Technologies, SIPCOT IT Park, Pudupakam, Kanchipuram, Tamil Nadu Pincode: 603103 | TL/MD/2025/000001 | 13-Feb-2025 | ELECTRONICS- MEE Basic Safety and Essential Performance of Medical Electrical Equipment Radiotherapy equipment Cl.12.4.5.3 of IEC 60601-1 2005 AMD1 2012 AMD2 2020 | Class C
ELETTRA TECH PRIVATE LIMITED Ground Floor, A-38, IKAS Technologies Complex, 2nd Cross street, Newgen Software Technologies, SIPCOT IT Park, Pudupakam, Kanchipuram, Tamil Nadu Pincode: 603103 | TL/MD/2025/000001 | 13-Feb-2025 | ELECTRONICS- MEE Basic Safety and Essential Performance of Medical Electrical Equipment Radiotherapy equipment Cl.12.4.5.3 of IS 13450 (Part 1) 2018 IEC 60601-1 2012 | Class C
ELETTRA TECH PRIVATE LIMITED Ground Floor, A-38, IKAS Technologies Complex, 2nd Cross street, Newgen Software Technologies, SIPCOT IT Park, Pudupakam, Kanchipuram, Tamil Nadu Pincode: 603103 | TL/MD/2025/000001 | 13-Feb-2025 | ELECTRONICS- MEE Basic Safety and Essential Performance of Medical Electrical Equipment Requirements related to Power Sources Cl.8.2 of IEC 60601-1 2005 AMD1 2012 AMD2 2020 | Class C
ELETTRA TECH PRIVATE LIMITED Ground Floor, A-38, IKAS Technologies Complex, 2nd Cross street, Newgen Software Technologies, SIPCOT IT Park, Pudupakam, Kanchipuram, Tamil Nadu Pincode: 603103 | TL/MD/2025/000001 | 13-Feb-2025 | ELECTRONICS- MEE Basic Safety and Essential Performance of Medical Electrical Equipment Requirements related to Power Sources Cl.8.2 of IS 13450 (Part 1) 2018 IEC 60601-1 2012 | Class C
ELETTRA TECH PRIVATE LIMITED Ground Floor, A-38, IKAS Technologies Complex, 2nd Cross street, Newgen Software Technologies, SIPCOT IT Park, Pudupakam, Kanchipuram, Tamil Nadu Pincode: 603103 | TL/MD/2025/000001 | 13-Feb-2025 | ELECTRONICS- MEE Basic Safety and Essential Performance of Medical Electrical Equipment Rough Handling test Cl.15.3.5 of IEC 60601-1 2005 AMD1 2012 AMD2 2020 | Class C
ELETTRA TECH PRIVATE LIMITED Ground Floor, A-38, IKAS Technologies Complex, 2nd Cross street, Newgen Software Technologies, SIPCOT IT Park, Pudupakam, Kanchipuram, Tamil Nadu Pincode: 603103 | TL/MD/2025/000001 | 13-Feb-2025 | ELECTRONICS- MEE Basic Safety and Essential Performance of Medical Electrical Equipment Rough Handling test Cl.15.3.5 of IS 13450 (Part 1) 2018 IEC 60601-1 2012 | Class C
ELETTRA TECH PRIVATE LIMITED Ground Floor, A-38, IKAS Technologies Complex, 2nd Cross street, Newgen Software Technologies, SIPCOT IT Park, Pudupakam, Kanchipuram, Tamil Nadu Pincode: 603103 | TL/MD/2025/000001 | 13-Feb-2025 | ELECTRONICS- MEE Basic Safety and Essential Performance of Medical Electrical Equipment Separation of Parts Cl.8.5 IEC 60601-1 2005 AMD1 2012 AMD2 2020 | Class C
ELETTRA TECH PRIVATE LIMITED Ground Floor, A-38, IKAS Technologies Complex, 2nd Cross street, Newgen Software Technologies, SIPCOT IT Park, Pudupakam, Kanchipuram, Tamil Nadu Pincode: 603103 | TL/MD/2025/000001 | 13-Feb-2025 | ELECTRONICS- MEE Basic Safety and Essential Performance of Medical Electrical Equipment Separation of Parts Cl.8.5 of IS 13450 (Part 1) 2018 IEC 60601-1 2012 | Class C
ELETTRA TECH PRIVATE LIMITED Ground Floor, A-38, IKAS Technologies Complex, 2nd Cross street, Newgen Software Technologies, SIPCOT IT Park, Pudupakam, Kanchipuram, Tamil Nadu Pincode: 603103 | TL/MD/2025/000001 | 13-Feb-2025 | ELECTRONICS- MEE Basic Safety and Essential Performance of Medical Electrical Equipment Serviceability Cl.15.2 of IEC 60601-1 2005 AMD1 2012 AMD2 2020 | Class C
ELETTRA TECH PRIVATE LIMITED Ground Floor, A-38, IKAS Technologies Complex, 2nd Cross street, Newgen Software Technologies, SIPCOT IT Park, Pudupakam, Kanchipuram, Tamil Nadu Pincode: 603103 | TL/MD/2025/000001 | 13-Feb-2025 | ELECTRONICS- MEE Basic Safety and Essential Performance of Medical Electrical Equipment Serviceability Cl.15.2 of IS 13450 (Part 1) 2018 IEC 60601-1 2012 | Class C
ELETTRA TECH PRIVATE LIMITED Ground Floor, A-38, IKAS Technologies Complex, 2nd Cross street, Newgen Software Technologies, SIPCOT IT Park, Pudupakam, Kanchipuram, Tamil Nadu Pincode: 603103 | TL/MD/2025/000001 | 13-Feb-2025 | ELECTRONICS- MEE Basic Safety and Essential Performance of Medical Electrical Equipment SINGLE FAULT CONDITION for ME EQUIPMENT Cl.4.7 of IEC 60601-1 2005 AMD1 2012 AMD2 2020 | Class C
ELETTRA TECH PRIVATE LIMITED Ground Floor, A-38, IKAS Technologies Complex, 2nd Cross street, Newgen Software Technologies, SIPCOT IT Park, Pudupakam, Kanchipuram, Tamil Nadu Pincode: 603103 | TL/MD/2025/000001 | 13-Feb-2025 | ELECTRONICS- MEE Basic Safety and Essential Performance of Medical Electrical Equipment SINGLE FAULT CONDITION for ME EQUIPMENT Cl.4.7 of IS 13450 (Part 1) 2018 IEC 60601-1 2012 | Class C
ELETTRA TECH PRIVATE LIMITED Ground Floor, A-38, IKAS Technologies Complex, 2nd Cross street, Newgen Software Technologies, SIPCOT IT Park, Pudupakam, Kanchipuram, Tamil Nadu Pincode: 603103 | TL/MD/2025/000001 | 13-Feb-2025 | ELECTRONICS- MEE Basic Safety and Essential Performance of Medical Electrical Equipment SINGLE FAULT CONDITIONS Cl.13.2 of IEC 60601-1 2005 AMD1 2012 AMD2 2020 | Class C
ELETTRA TECH PRIVATE LIMITED Ground Floor, A-38, IKAS Technologies Complex, 2nd Cross street, Newgen Software Technologies, SIPCOT IT Park, Pudupakam, Kanchipuram, Tamil Nadu Pincode: 603103 | TL/MD/2025/000001 | 13-Feb-2025 | ELECTRONICS- MEE Basic Safety and Essential Performance of Medical Electrical Equipment SINGLE FAULT CONDITIONS Cl.13.2 of IS 13450 (Part 1) 2018 IEC 60601-1 2012 | Class C
ELETTRA TECH PRIVATE LIMITED Ground Floor, A-38, IKAS Technologies Complex, 2nd Cross street, Newgen Software Technologies, SIPCOT IT Park, Pudupakam, Kanchipuram, Tamil Nadu Pincode: 603103 | TL/MD/2025/000001 | 13-Feb-2025 | ELECTRONICS- MEE Basic Safety and Essential Performance of Medical Electrical Equipment Specific MECHANICAL HAZARDS Cl.13.1.4 of IEC 60601-1 2005 AMD1 2012 AMD2 2020 | Class C
ELETTRA TECH PRIVATE LIMITED Ground Floor, A-38, IKAS Technologies Complex, 2nd Cross street, Newgen Software Technologies, SIPCOT IT Park, Pudupakam, Kanchipuram, Tamil Nadu Pincode: 603103 | TL/MD/2025/000001 | 13-Feb-2025 | ELECTRONICS- MEE Basic Safety and Essential Performance of Medical Electrical Equipment Specific MECHANICAL HAZARDS Cl.13.1.4 of IS 13450 (Part 1) 2018 IEC 60601-1 2012 | Class C
ELETTRA TECH PRIVATE LIMITED Ground Floor, A-38, IKAS Technologies Complex, 2nd Cross street, Newgen Software Technologies, SIPCOT IT Park, Pudupakam, Kanchipuram, Tamil Nadu Pincode: 603103 | TL/MD/2025/000001 | 13-Feb-2025 | ELECTRONICS- MEE Basic Safety and Essential Performance of Medical Electrical Equipment Systems with MECHANICAL PROTECTIVE DEVICES Cl.9.8.4 of IEC 60601-1 2005 AMD1 2012 AMD2 2020 | Class C
ELETTRA TECH PRIVATE LIMITED Ground Floor, A-38, IKAS Technologies Complex, 2nd Cross street, Newgen Software Technologies, SIPCOT IT Park, Pudupakam, Kanchipuram, Tamil Nadu Pincode: 603103 | TL/MD/2025/000001 | 13-Feb-2025 | ELECTRONICS- MEE Basic Safety and Essential Performance of Medical Electrical Equipment Systems with MECHANICAL PROTECTIVE DEVICES Cl.9.8.4 of IS 13450 (Part 1) 2018 IEC 60601-1 2012 | Class C
ELETTRA TECH PRIVATE LIMITED Ground Floor, A-38, IKAS Technologies Complex, 2nd Cross street, Newgen Software Technologies, SIPCOT IT Park, Pudupakam, Kanchipuram, Tamil Nadu Pincode: 603103 | TL/MD/2025/000001 | 13-Feb-2025 | ELECTRONICS- MEE Basic Safety and Essential Performance of Medical Electrical Equipment Temperature and overload control devices Cl.15.4.2 of IEC 60601-1 2005 AMD1 2012 AMD2 2020 | Class C
ELETTRA TECH PRIVATE LIMITED Ground Floor, A-38, IKAS Technologies Complex, 2nd Cross street, Newgen Software Technologies, SIPCOT IT Park, Pudupakam, Kanchipuram, Tamil Nadu Pincode: 603103 | TL/MD/2025/000001 | 13-Feb-2025 | ELECTRONICS- MEE Basic Safety and Essential Performance of Medical Electrical Equipment Temperature and overload control devices Cl.15.4.2 of IS 13450 (Part 1) 2018 IEC 60601-1 2012 | Class C
ELETTRA TECH PRIVATE LIMITED Ground Floor, A-38, IKAS Technologies Complex, 2nd Cross street, Newgen Software Technologies, SIPCOT IT Park, Pudupakam, Kanchipuram, Tamil Nadu Pincode: 603103 | TL/MD/2025/000001 | 13-Feb-2025 | ELECTRONICS- MEE Basic Safety and Essential Performance of Medical Electrical Equipment USABILITY of ME EQUIPMENT Cl.12.2 of IEC 60601-1 2005 AMD1 2012 AMD2 2020 | Class C
ELETTRA TECH PRIVATE LIMITED Ground Floor, A-38, IKAS Technologies Complex, 2nd Cross street, Newgen Software Technologies, SIPCOT IT Park, Pudupakam, Kanchipuram, Tamil Nadu Pincode: 603103 | TL/MD/2025/000001 | 13-Feb-2025 | ELECTRONICS- MEE Basic Safety and Essential Performance of Medical Electrical Equipment USABILITY of ME EQUIPMENT Cl.12.2 of IS 13450 (Part 1) 2018 IEC 60601-1 2012 | Class C
ELETTRA TECH PRIVATE LIMITED Ground Floor, A-38, IKAS Technologies Complex, 2nd Cross street, Newgen Software Technologies, SIPCOT IT Park, Pudupakam, Kanchipuram, Tamil Nadu Pincode: 603103 | TL/MD/2025/000001 | 13-Feb-2025 | ELECTRONICS- MEE Basic Safety and Essential Performance of MEE Alternative Risk Control Measures or test methods for MEE or MESs Cl.4.5 IS 13450 (Part 1) 2018 IEC60601-1 2012 | Class C
ELETTRA TECH PRIVATE LIMITED Ground Floor, A-38, IKAS Technologies Complex, 2nd Cross street, Newgen Software Technologies, SIPCOT IT Park, Pudupakam, Kanchipuram, Tamil Nadu Pincode: 603103 | TL/MD/2025/000001 | 13-Feb-2025 | ELECTRONICS- MEE Basic Safety and Essential Performance of MEE Alternative Risk Control Measures or test methods for MEE or MESs Cl. 4.5 of IEC 60601-1 2005 AMD1 201 2 AMD2 2020 | Class C
ELETTRA TECH PRIVATE LIMITED Ground Floor, A-38, IKAS Technologies Complex, 2nd Cross street, Newgen Software Technologies, SIPCOT IT Park, Pudupakam, Kanchipuram, Tamil Nadu Pincode: 603103 | TL/MD/2025/000001 | 13-Feb-2025 | ELECTRONICS- MEE Basic Safety and Essential Performance of MEE Compatibility with substances used with the ME EQUIPMENT Cl.11.6.8 of IS 13450 (Part 1) 2018 IEC60601-1 2012 | Class C
ELETTRA TECH PRIVATE LIMITED Ground Floor, A-38, IKAS Technologies Complex, 2nd Cross street, Newgen Software Technologies, SIPCOT IT Park, Pudupakam, Kanchipuram, Tamil Nadu Pincode: 603103 | TL/MD/2025/000001 | 13-Feb-2025 | ELECTRONICS- MEE Basic Safety and Essential Performance of MEE Cord-connected hand- held and foot operated control devices Cl.15.4.7 IEC 60601-1 2005 AMD1 201 2 AMD2 2020 (Except 15.4.7.3) | Class C
ELETTRA TECH PRIVATE LIMITED Ground Floor, A-38, IKAS Technologies Complex, 2nd Cross street, Newgen Software Technologies, SIPCOT IT Park, Pudupakam, Kanchipuram, Tamil Nadu Pincode: 603103 | TL/MD/2025/000001 | 13-Feb-2025 | ELECTRONICS- MEE Basic Safety and Essential Performance of MEE Cord-connected hand- held and foot operated control devices Cl.15.4.7 IS 13450 (Part 1) 2018 IEC60601-1 2012 (Except 15.4.7.3) | Class C
ELETTRA TECH PRIVATE LIMITED Ground Floor, A-38, IKAS Technologies Complex, 2nd Cross street, Newgen Software Technologies, SIPCOT IT Park, Pudupakam, Kanchipuram, Tamil Nadu Pincode: 603103 | TL/MD/2025/000001 | 13-Feb-2025 | ELECTRONICS- MEE Basic Safety and Essential Performance of MEE Emissions, Deformation of ENCLOSURE or exceeding maximum temperature Cl.13.1.2 of IEC 60601-1 2005 AMD1 201 2 AMD2 2020 | Class C
ELETTRA TECH PRIVATE LIMITED Ground Floor, A-38, IKAS Technologies Complex, 2nd Cross street, Newgen Software Technologies, SIPCOT IT Park, Pudupakam, Kanchipuram, Tamil Nadu Pincode: 603103 | TL/MD/2025/000001 | 13-Feb-2025 | ELECTRONICS- MEE Basic Safety and Essential Performance of MEE Emissions, Deformation of ENCLOSURE or exceeding maximum temperature Cl.13.1.2 of IS 13450 (Part 1) 2018 IEC 60601-1 2012 | Class C
ELETTRA TECH PRIVATE LIMITED Ground Floor, A-38, IKAS Technologies Complex, 2nd Cross street, Newgen Software Technologies, SIPCOT IT Park, Pudupakam, Kanchipuram, Tamil Nadu Pincode: 603103 | TL/MD/2025/000001 | 13-Feb-2025 | ELECTRONICS- MEE Basic Safety and Essential Performance of MEE Failure of parts that might result in a MECHANICAL HAZARD Cl.13.2.12 of IEC 60601-1 2005 AMD1 201 2 AMD2 2020, | Class C
ELETTRA TECH PRIVATE LIMITED Ground Floor, A-38, IKAS Technologies Complex, 2nd Cross street, Newgen Software Technologies, SIPCOT IT Park, Pudupakam, Kanchipuram, Tamil Nadu Pincode: 603103 | TL/MD/2025/000001 | 13-Feb-2025 | ELECTRONICS- MEE Basic Safety and Essential Performance of MEE Failure of parts that might result in a MECHANICAL HAZARD Cl.13.2.12 of IS 13450 (Part 1) 2018 IEC60601-1 2012 | Class C
ELETTRA TECH PRIVATE LIMITED Ground Floor, A-38, IKAS Technologies Complex, 2nd Cross street, Newgen Software Technologies, SIPCOT IT Park, Pudupakam, Kanchipuram, Tamil Nadu Pincode: 603103 | TL/MD/2025/000001 | 13-Feb-2025 | ELECTRONICS- MEE Basic Safety and Essential Performance of MEE Mechanical Hazard associated with Surfaces, Corners and edges Cl.9.3 of IEC 60601-1 2005 AMD1 2012 AMD2 2020 | Class C
ELETTRA TECH PRIVATE LIMITED Ground Floor, A-38, IKAS Technologies Complex, 2nd Cross street, Newgen Software Technologies, SIPCOT IT Park, Pudupakam, Kanchipuram, Tamil Nadu Pincode: 603103 | TL/MD/2025/000001 | 13-Feb-2025 | ELECTRONICS- MEE Basic Safety and Essential Performance of MEE Mechanical Hazard associated with Surfaces, Corners and edges Cl.9.3 of IS 13450 (Part 1) 2018 IEC 60601-1 2012 | Class C
ELETTRA TECH PRIVATE LIMITED Ground Floor, A-38, IKAS Technologies Complex, 2nd Cross street, Newgen Software Technologies, SIPCOT IT Park, Pudupakam, Kanchipuram, Tamil Nadu Pincode: 603103 | TL/MD/2025/000001 | 13-Feb-2025 | ELECTRONICS- MEE Basic Safety and Essential Performance of MEE MEE and ME SYSTEMS intended for use in conjunction with flammable agents Cl.11.5 of IS 13450 (Part 1) 2018 IEC 60601-1 2012 | Class C
ELETTRA TECH PRIVATE LIMITED Ground Floor, A-38, IKAS Technologies Complex, 2nd Cross street, Newgen Software Technologies, SIPCOT IT Park, Pudupakam, Kanchipuram, Tamil Nadu Pincode: 603103 | TL/MD/2025/000001 | 13-Feb-2025 | ELECTRONICS- MEE Basic Safety and Essential Performance of MEE ME EQUIPMENT and ME SYSTEMS intended for use in conjunction with flammable agents Cl.11.5 of IEC 60601-1 2005 AMD1 2012 AMD2 2020 | Class C
ELETTRA TECH PRIVATE LIMITED Ground Floor, A-38, IKAS Technologies Complex, 2nd Cross street, Newgen Software Technologies, SIPCOT IT Park, Pudupakam, Kanchipuram, Tamil Nadu Pincode: 603103 | TL/MD/2025/000001 | 13-Feb-2025 | ELECTRONICS- MEE Basic Safety and Essential Performance of MEE ME EQUIPMENT and ME SYSTEMS intended for use with flammable anaesthetics Cl.11.4 of IEC 60601-1 2005 AMD1 201 2 AMD2 2020 | Class C
ELETTRA TECH PRIVATE LIMITED Ground Floor, A-38, IKAS Technologies Complex, 2nd Cross street, Newgen Software Technologies, SIPCOT IT Park, Pudupakam, Kanchipuram, Tamil Nadu Pincode: 603103 | TL/MD/2025/000001 | 13-Feb-2025 | ELECTRONICS- MEE Basic Safety and Essential Performance of MEE ME EQUIPMENT and ME SYSTEMS intended for use with flammable anaesthetics Cl.11.4 of IS 13450 (Part 1) 2018 IEC 60601-1 2012 | Class C
ELETTRA TECH PRIVATE LIMITED Ground Floor, A-38, IKAS Technologies Complex, 2nd Cross street, Newgen Software Technologies, SIPCOT IT Park, Pudupakam, Kanchipuram, Tamil Nadu Pincode: 603103 | TL/MD/2025/000001 | 13-Feb-2025 | ELECTRONICS- MEE Basic Safety and Essential Performance of MEE ME equipment identification, marking and documents Cl.7.0 of IEC 60601-1 2005 AMD1 2012 AMD2 2020 | Class C
ELETTRA TECH PRIVATE LIMITED Ground Floor, A-38, IKAS Technologies Complex, 2nd Cross street, Newgen Software Technologies, SIPCOT IT Park, Pudupakam, Kanchipuram, Tamil Nadu Pincode: 603103 | TL/MD/2025/000001 | 13-Feb-2025 | ELECTRONICS- MEE Basic Safety and Essential Performance of MEE Other ME EQUIPMENT producing diagnostic or therapeutic radiation Cl.12.4.5.4 of IEC 60601-1 2005 AMD1 2012 AMD2 2020 | Class C
ELETTRA TECH PRIVATE LIMITED Ground Floor, A-38, IKAS Technologies Complex, 2nd Cross street, Newgen Software Technologies, SIPCOT IT Park, Pudupakam, Kanchipuram, Tamil Nadu Pincode: 603103 | TL/MD/2025/000001 | 13-Feb-2025 | ELECTRONICS- MEE Basic Safety and Essential Performance of MEE Other ME EQUIPMENT producing diagnostic or therapeutic radiation Cl.12.4.5.4 of IS 13450 (Part 1) 2018 IEC 60601-1 2012 | Class C
ELETTRA TECH PRIVATE LIMITED Ground Floor, A-38, IKAS Technologies Complex, 2nd Cross street, Newgen Software Technologies, SIPCOT IT Park, Pudupakam, Kanchipuram, Tamil Nadu Pincode: 603103 | TL/MD/2025/000001 | 13-Feb-2025 | ELECTRONICS- MEE Basic Safety and Essential Performance of MEE Pressure Vessels and Parts subject to pneumatic and hydraulic pressure Cl.9.7 (Except 9.7.5) IS 13450 (Part 1) 2018 IEC 60601-1 2012 | Class C
ELETTRA TECH PRIVATE LIMITED Ground Floor, A-38, IKAS Technologies Complex, 2nd Cross street, Newgen Software Technologies, SIPCOT IT Park, Pudupakam, Kanchipuram, Tamil Nadu Pincode: 603103 | TL/MD/2025/000001 | 13-Feb-2025 | ELECTRONICS- MEE Basic Safety and Essential Performance of MEE Pressure Vessels and Parts subject to pneumatic and hydraulic pressure Cl.9.7 (Except 9.7.5) of IEC 60601-1 2005 A1 2012 A2 2020 | Class C
ELETTRA TECH PRIVATE LIMITED Ground Floor, A-38, IKAS Technologies Complex, 2nd Cross street, Newgen Software Technologies, SIPCOT IT Park, Pudupakam, Kanchipuram, Tamil Nadu Pincode: 603103 | TL/MD/2025/000001 | 13-Feb-2025 | ELECTRONICS- MEE Basic Safety and Essential Performance of MEE Protective earthing, functional earthing and potential equalization of MEE Cl.8.6 of IEC 60601-1 2005 AMD1 2012 AMD2 2020 | Class C
ELETTRA TECH PRIVATE LIMITED Ground Floor, A-38, IKAS Technologies Complex, 2nd Cross street, Newgen Software Technologies, SIPCOT IT Park, Pudupakam, Kanchipuram, Tamil Nadu Pincode: 603103 | TL/MD/2025/000001 | 13-Feb-2025 | ELECTRONICS- MEE Basic Safety and Essential Performance of MEE Protective earthing, functional earthing and potential equalization of MEE Cl.8.6 of IS 13450 (Part 1) 2018 IEC 60601-1 2012 | Class C
ELETTRA TECH PRIVATE LIMITED Ground Floor, A-38, IKAS Technologies Complex, 2nd Cross street, Newgen Software Technologies, SIPCOT IT Park, Pudupakam, Kanchipuram, Tamil Nadu Pincode: 603103 | TL/MD/2025/000001 | 13-Feb-2025 | ELECTRONICS-MEE BS and EP of MEE Overflow Spillage leakage IP cleaning disinfection sterilization and compatibility with substance used with MEE Cl.11.6(Except 11.6.5)IEC 60601-1 2005 A1 2012 A2 2020 | Class C
ELETTRA TECH PRIVATE LIMITED Ground Floor, A-38, IKAS Technologies Complex, 2nd Cross street, Newgen Software Technologies, SIPCOT IT Park, Pudupakam, Kanchipuram, Tamil Nadu Pincode: 603103 | TL/MD/2025/000001 | 13-Feb-2025 | ELECTRONICS-MEE BS and EP of MEE Overflow Spillage leakage IP cleaning disinfection sterilization compatibility with substance used with MEE Cl.11.6(Except11.6.5) IS 13450(Part 1)2018 IEC 60601-1 2012 | Class C
ELETTRA TECH PRIVATE LIMITED Ground Floor, A-38, IKAS Technologies Complex, 2nd Cross street, Newgen Software Technologies, SIPCOT IT Park, Pudupakam, Kanchipuram, Tamil Nadu Pincode: 603103 | TL/MD/2025/000001 | 13-Feb-2025 | ELECTRONICS- MEE Medical Electrical Equipment - Alarm systems in Medical Electrical equipment and medical electrical systems Alarm Condition Cl.6.1 of IEC 60601-1-8 2006 AMD1 2012 AMD2 2020 | Class C
ELETTRA TECH PRIVATE LIMITED Ground Floor, A-38, IKAS Technologies Complex, 2nd Cross street, Newgen Software Technologies, SIPCOT IT Park, Pudupakam, Kanchipuram, Tamil Nadu Pincode: 603103 | TL/MD/2025/000001 | 13-Feb-2025 | ELECTRONICS- MEE Medical Electrical Equipment - Alarm systems in Medical Electrical equipment and medical electrical systems Alarm Limit Cl.6.6 of IEC 60601-1-8 2006 AMD1 2012 AMD2 2020 | Class C
ELETTRA TECH PRIVATE LIMITED Ground Floor, A-38, IKAS Technologies Complex, 2nd Cross street, Newgen Software Technologies, SIPCOT IT Park, Pudupakam, Kanchipuram, Tamil Nadu Pincode: 603103 | TL/MD/2025/000001 | 13-Feb-2025 | ELECTRONICS- MEE Medical Electrical Equipment - Alarm systems in Medical Electrical equipment and medical electrical systems Alarm Presets Cl.6.5 of IEC 60601-1-8 2006 AMD1 2012 AMD2 2020 | Class C
ELETTRA TECH PRIVATE LIMITED Ground Floor, A-38, IKAS Technologies Complex, 2nd Cross street, Newgen Software Technologies, SIPCOT IT Park, Pudupakam, Kanchipuram, Tamil Nadu Pincode: 603103 | TL/MD/2025/000001 | 13-Feb-2025 | ELECTRONICS- MEE Medical Electrical Equipment - Alarm systems in Medical Electrical equipment and medical electrical systems Alarm Reset Cl.6.9 of IEC 60601-1-8 2006 AMD1 2012 AMD2 2020 | Class C
ELETTRA TECH PRIVATE LIMITED Ground Floor, A-38, IKAS Technologies Complex, 2nd Cross street, Newgen Software Technologies, SIPCOT IT Park, Pudupakam, Kanchipuram, Tamil Nadu Pincode: 603103 | TL/MD/2025/000001 | 13-Feb-2025 | ELECTRONICS- MEE Medical Electrical Equipment - Alarm systems in MEE and medical electrical systems Alarm System Functions Cl.6.13 of IEC 60601-1-8 2006 AMD1 2012 AMD2 2020 | Class C
ELETTRA TECH PRIVATE LIMITED Ground Floor, A-38, IKAS Technologies Complex, 2nd Cross street, Newgen Software Technologies, SIPCOT IT Park, Pudupakam, Kanchipuram, Tamil Nadu Pincode: 603103 | TL/MD/2025/000001 | 13-Feb-2025 | ELECTRONICS- MEE Medical Electrical Equipment - Alarm systems in MEE and medical electrical systems Alarm System Inactivation states Cl.6.8 of IEC 60601-1-8 2006 AMD1 2012 AMD2 2020 | Class C
ELETTRA TECH PRIVATE LIMITED Ground Floor, A-38, IKAS Technologies Complex, 2nd Cross street, Newgen Software Technologies, SIPCOT IT Park, Pudupakam, Kanchipuram, Tamil Nadu Pincode: 603103 | TL/MD/2025/000001 | 13-Feb-2025 | ELECTRONICS- MEE Medical Electrical Equipment - Alarm systems in MEE and medical electrical systems Alarm System Logging Cl.6.12 of IEC 60601-1-8 2006 AMD1 2012 AMD2 2020 | Class C
ELETTRA TECH PRIVATE LIMITED Ground Floor, A-38, IKAS Technologies Complex, 2nd Cross street, Newgen Software Technologies, SIPCOT IT Park, Pudupakam, Kanchipuram, Tamil Nadu Pincode: 603103 | TL/MD/2025/000001 | 13-Feb-2025 | ELECTRONICS- MEE Medical Electrical Equipment - Alarm systems in MEE and medical electrical systems Alarm System Security Cl.6.7 of IEC 60601-1-8 2006 AMD1 2012 AMD2 2020 | Class C
ELETTRA TECH PRIVATE LIMITED Ground Floor, A-38, IKAS Technologies Complex, 2nd Cross street, Newgen Software Technologies, SIPCOT IT Park, Pudupakam, Kanchipuram, Tamil Nadu Pincode: 603103 | TL/MD/2025/000001 | 13-Feb-2025 | ELECTRONICS- MEE Medical Electrical Equipment - Alarm systems in MEE and medical electrical systems Auditory Alarm Signals IEC 60601-1-8 2006 AMD1 2012 AMD2 2020 Annex G | Class C
ELETTRA TECH PRIVATE LIMITED Ground Floor, A-38, IKAS Technologies Complex, 2nd Cross street, Newgen Software Technologies, SIPCOT IT Park, Pudupakam, Kanchipuram, Tamil Nadu Pincode: 603103 | TL/MD/2025/000001 | 13-Feb-2025 | ELECTRONICS- MEE Medical Electrical Equipment - Alarm systems in MEE and medical electrical systems Disclosure of Delays Cl. 6.4 of IEC 60601-1-8 2006 AMD1 2012 AMD2 2020 | Class C
ELETTRA TECH PRIVATE LIMITED Ground Floor, A-38, IKAS Technologies Complex, 2nd Cross street, Newgen Software Technologies, SIPCOT IT Park, Pudupakam, Kanchipuram, Tamil Nadu Pincode: 603103 | TL/MD/2025/000001 | 13-Feb-2025 | ELECTRONICS- MEE Medical Electrical Equipment - Alarm systems in MEE and medical electrical systems Disclosures for Intelligent Alarm System Cl.6.2 of IEC 60601-1-8 2006 AMD1 2012 AMD2 2020 | Class C
ELETTRA TECH PRIVATE LIMITED Ground Floor, A-38, IKAS Technologies Complex, 2nd Cross street, Newgen Software Technologies, SIPCOT IT Park, Pudupakam, Kanchipuram, Tamil Nadu Pincode: 603103 | TL/MD/2025/000001 | 13-Feb-2025 | ELECTRONICS- MEE Medical Electrical Equipment - Alarm systems in MEE and medical electrical systems Generation of ALARM SIGNALS Cl.6.3 of IEC 60601-1-8 2006 AMD1 2012 AMD2 2020 | Class C
ELETTRA TECH PRIVATE LIMITED Ground Floor, A-38, IKAS Technologies Complex, 2nd Cross street, Newgen Software Technologies, SIPCOT IT Park, Pudupakam, Kanchipuram, Tamil Nadu Pincode: 603103 | TL/MD/2025/000001 | 13-Feb-2025 | ELECTRONICS- MEE Medical Electrical Equipment - Alarm systems in MEE and medical electrical systems NON-LATCHING and LATCHING ALARM SIGNALS Cl.6.10 of IEC 60601-1-8 2006 AMD1 2012 AMD2 2020 | Class C
ELETTRA TECH PRIVATE LIMITED Ground Floor, A-38, IKAS Technologies Complex, 2nd Cross street, Newgen Software Technologies, SIPCOT IT Park, Pudupakam, Kanchipuram, Tamil Nadu Pincode: 603103 | TL/MD/2025/000001 | 13-Feb-2025 | ELECTRONICS- MEE Medical Electrical Equipment - Alarm systems in MEE and MESs ME equipment identification, marking and documents Cl.5 of IEC 60601-1-8 2006 AMD1 2012 AMD2 2020 | Class C
ELETTRA TECH PRIVATE LIMITED Ground Floor, A-38, IKAS Technologies Complex, 2nd Cross street, Newgen Software Technologies, SIPCOT IT Park, Pudupakam, Kanchipuram, Tamil Nadu Pincode: 603103 | TL/MD/2025/000001 | 13-Feb-2025 | ELECTRONICS- MEE MEE - Alarm systems in MEE and MESs DISTRIBUTED ALARM SYSTEMS and DISTRIBUTED INFORMATION SYSTEMS ABOUT ALARM CONDITIONS Cl.6.11 of IEC 60601-1-8 2006 AMD1 2012 AMD2 2020 | Class C
ELETTRA TECH PRIVATE LIMITED Ground Floor, A-38, IKAS Technologies Complex, 2nd Cross street, Newgen Software Technologies, SIPCOT IT Park, Pudupakam, Kanchipuram, Tamil Nadu Pincode: 603103 | TL/MD/2025/000001 | 13-Feb-2025 | ELECTRONICS- MEE Nerve and Muscle stimulators Accuracy of controls and instruments and protection against hazardous outputs Cl. 201.12 of IEC 60601-2-10 2012 Amd1 2016 Amd2 2023 | Class C
ELETTRA TECH PRIVATE LIMITED Ground Floor, A-38, IKAS Technologies Complex, 2nd Cross street, Newgen Software Technologies, SIPCOT IT Park, Pudupakam, Kanchipuram, Tamil Nadu Pincode: 603103 | TL/MD/2025/000001 | 13-Feb-2025 | ELECTRONICS- MEE Nerve and Muscle stimulators Protection against excessive temperatures and other HAZARDS Cl.201.11 (Except 201.11.6.3) of IEC 60601-2-10 2012 Amd1 2016 Amd2 2023 | Class C
ELETTRA TECH PRIVATE LIMITED Ground Floor, A-38, IKAS Technologies Complex, 2nd Cross street, Newgen Software Technologies, SIPCOT IT Park, Pudupakam, Kanchipuram, Tamil Nadu Pincode: 603103 | TL/MD/2025/000001 | 13-Feb-2025 | ELECTRONICS- MEE Pulse Oximeter equipment General requirements, tests and guidance for alarm systems in medical electrical equipment and medical electrical systems Cl.201.208 of ISO 80601-2-61 2017 | Class C
ELETTRA TECH PRIVATE LIMITED Ground Floor, A-38, IKAS Technologies Complex, 2nd Cross street, Newgen Software Technologies, SIPCOT IT Park, Pudupakam, Kanchipuram, Tamil Nadu Pincode: 603103 | TL/MD/2025/000001 | 13-Feb-2025 | ELECTRONICS- MEDICAL ELECTRICAL EQUIPMENT Basic Safety and Essential Performance Alarm Systems Cl.12.3 IS 13450 (Part 1) 2018 IEC60601-1 2012 | Class D
ELETTRA TECH PRIVATE LIMITED Ground Floor, A-38, IKAS Technologies Complex, 2nd Cross street, Newgen Software Technologies, SIPCOT IT Park, Pudupakam, Kanchipuram, Tamil Nadu Pincode: 603103 | TL/MD/2025/000001 | 13-Feb-2025 | ELECTRONICS- MEDICAL ELECTRICAL EQUIPMENT Basic Safety and Essential Performance of Medical Electrical Equipment Instability in transport Position Cl.9.4.3.1 of IEC 60601-1 2005 AMD1 201 2 AMD2 2020 | Class D
ELETTRA TECH PRIVATE LIMITED Ground Floor, A-38, IKAS Technologies Complex, 2nd Cross street, Newgen Software Technologies, SIPCOT IT Park, Pudupakam, Kanchipuram, Tamil Nadu Pincode: 603103 | TL/MD/2025/000001 | 13-Feb-2025 | ELECTRONICS- MEDICAL ELECTRICAL EQUIPMENT Cardiac Defibrillator Classification of ME EQUIPMENT and ME SYSTEMS Cl.201.6 of IEC 60601-2-4 2010 AMD1 2018 | Class D
ELETTRA TECH PRIVATE LIMITED Ground Floor, A-38, IKAS Technologies Complex, 2nd Cross street, Newgen Software Technologies, SIPCOT IT Park, Pudupakam, Kanchipuram, Tamil Nadu Pincode: 603103 | TL/MD/2025/000001 | 13-Feb-2025 | ELECTRONICS- MEDICAL ELECTRICAL EQUIPMENT Cardiac Defibrillator General Requirements for testing ME Equipment Cl.201.5 of IEC 60601-2-4 2010 AMD1 2018 | Class D
ELETTRA TECH PRIVATE LIMITED Ground Floor, A-38, IKAS Technologies Complex, 2nd Cross street, Newgen Software Technologies, SIPCOT IT Park, Pudupakam, Kanchipuram, Tamil Nadu Pincode: 603103 | TL/MD/2025/000001 | 13-Feb-2025 | ELECTRONICS- MEDICAL ELECTRICAL EQUIPMENT Cardiac Defibrillator ME equipment identification, marking and documents Cl.201.7 of IEC 60601-2-4 2010 AMD1 2018 | Class D
ELETTRA TECH PRIVATE LIMITED Ground Floor, A-38, IKAS Technologies Complex, 2nd Cross street, Newgen Software Technologies, SIPCOT IT Park, Pudupakam, Kanchipuram, Tamil Nadu Pincode: 603103 | TL/MD/2025/000001 | 13-Feb-2025 | ELECTRONICS- MEDICAL ELECTRICAL EQUIPMENT Cardiac Defibrillator ME Systems Cl.201.16 of IEC 60601-2-4 2010 AMD1 2018 | Class D
ELETTRA TECH PRIVATE LIMITED Ground Floor, A-38, IKAS Technologies Complex, 2nd Cross street, Newgen Software Technologies, SIPCOT IT Park, Pudupakam, Kanchipuram, Tamil Nadu Pincode: 603103 | TL/MD/2025/000001 | 13-Feb-2025 | ELECTRONICS- MEDICAL ELECTRICAL EQUIPMENT Cardiac Defibrillator Protection against excessive temperatures and other HAZARDS Cl.201.11 (Except 201.11.6.3) of IEC 60601-2-4 2010 AMD1 2018 | Class D
ELETTRA TECH PRIVATE LIMITED Ground Floor, A-38, IKAS Technologies Complex, 2nd Cross street, Newgen Software Technologies, SIPCOT IT Park, Pudupakam, Kanchipuram, Tamil Nadu Pincode: 603103 | TL/MD/2025/000001 | 13-Feb-2025 | ELECTRONICS- MEDICAL ELECTRICAL EQUIPMENT Cardiac Defibrillator Protection against Mechanical Hazards of ME Equipment and ME Systems Cl.201.9 of IEC 60601-2-4 2010 AMD1 2018 | Class D
ELETTRA TECH PRIVATE LIMITED Ground Floor, A-38, IKAS Technologies Complex, 2nd Cross street, Newgen Software Technologies, SIPCOT IT Park, Pudupakam, Kanchipuram, Tamil Nadu Pincode: 603103 | TL/MD/2025/000001 | 13-Feb-2025 | ELECTRONICS- MEDICAL ELECTRICAL EQUIPMENT Cardiac Defibrillators Accuracy of controls and instruments and protection against hazardous outputs Cl.201.12 of IEC 60601-2-4 2010 AMD1 2018 | Class D
ELETTRA TECH PRIVATE LIMITED Ground Floor, A-38, IKAS Technologies Complex, 2nd Cross street, Newgen Software Technologies, SIPCOT IT Park, Pudupakam, Kanchipuram, Tamil Nadu Pincode: 603103 | TL/MD/2025/000001 | 13-Feb-2025 | ELECTRONICS- MEDICAL ELECTRICAL EQUIPMENT Cardiac defibrillators Construction of ME Equipment Cl.201.15 of IEC 60601-2-4 2010 AMD1 2018 | Class D
ELETTRA TECH PRIVATE LIMITED Ground Floor, A-38, IKAS Technologies Complex, 2nd Cross street, Newgen Software Technologies, SIPCOT IT Park, Pudupakam, Kanchipuram, Tamil Nadu Pincode: 603103 | TL/MD/2025/000001 | 13-Feb-2025 | ELECTRONICS- MEDICAL ELECTRICAL EQUIPMENT Cardiac Defibrillators Hazardous Situations and Fault conditions Cl.201.13 of IEC 60601-2-4 2010 AMD1 2018 | Class D
ELETTRA TECH PRIVATE LIMITED Ground Floor, A-38, IKAS Technologies Complex, 2nd Cross street, Newgen Software Technologies, SIPCOT IT Park, Pudupakam, Kanchipuram, Tamil Nadu Pincode: 603103 | TL/MD/2025/000001 | 13-Feb-2025 | ELECTRONICS- MEDICAL ELECTRICAL EQUIPMENT Cardiac Defibrillators Protection against electrical HAZARDS from ME EQUIPMENT Cl.201.8 of IEC 60601-2-4 2010 AMD1 2018, | Class D
ELETTRA TECH PRIVATE LIMITED Ground Floor, A-38, IKAS Technologies Complex, 2nd Cross street, Newgen Software Technologies, SIPCOT IT Park, Pudupakam, Kanchipuram, Tamil Nadu Pincode: 603103 | TL/MD/2025/000001 | 13-Feb-2025 | ELECTRONICS- MEDICAL ELECTRICAL EQUIPMENT Infusion Pumps and Controllers Accuracy of controls and instruments and protection against hazardous outputs Cl.201.12 of IEC 60601-2-24 2012 | Class D
ELETTRA TECH PRIVATE LIMITED Ground Floor, A-38, IKAS Technologies Complex, 2nd Cross street, Newgen Software Technologies, SIPCOT IT Park, Pudupakam, Kanchipuram, Tamil Nadu Pincode: 603103 | TL/MD/2025/000001 | 13-Feb-2025 | ELECTRONICS- MEDICAL ELECTRICAL EQUIPMENT Infusion Pumps and Controllers Classification of ME EQUIPMENT and ME SYSTEMS Cl.201.6 of IEC 60601-2-24 2012 | Class D
ELETTRA TECH PRIVATE LIMITED Ground Floor, A-38, IKAS Technologies Complex, 2nd Cross street, Newgen Software Technologies, SIPCOT IT Park, Pudupakam, Kanchipuram, Tamil Nadu Pincode: 603103 | TL/MD/2025/000001 | 13-Feb-2025 | ELECTRONICS- MEDICAL ELECTRICAL EQUIPMENT Infusion Pumps and Controllers Components and wiring Cl.201.13 of IEC 60601-2-24 2012 | Class D
ELETTRA TECH PRIVATE LIMITED Ground Floor, A-38, IKAS Technologies Complex, 2nd Cross street, Newgen Software Technologies, SIPCOT IT Park, Pudupakam, Kanchipuram, Tamil Nadu Pincode: 603103 | TL/MD/2025/000001 | 13-Feb-2025 | ELECTRONICS- MEDICAL ELECTRICAL EQUIPMENT Infusion Pumps and Controllers Construction of ME Equipment Cl.201.15 of IEC 60601-2-24 2012 | Class D
ELETTRA TECH PRIVATE LIMITED Ground Floor, A-38, IKAS Technologies Complex, 2nd Cross street, Newgen Software Technologies, SIPCOT IT Park, Pudupakam, Kanchipuram, Tamil Nadu Pincode: 603103 | TL/MD/2025/000001 | 13-Feb-2025 | ELECTRONICS- MEDICAL ELECTRICAL EQUIPMENT Infusion Pumps and Controllers General Requirements Cl.201.4 of IEC 60601-2-24 2012 | Class D
ELETTRA TECH PRIVATE LIMITED Ground Floor, A-38, IKAS Technologies Complex, 2nd Cross street, Newgen Software Technologies, SIPCOT IT Park, Pudupakam, Kanchipuram, Tamil Nadu Pincode: 603103 | TL/MD/2025/000001 | 13-Feb-2025 | ELECTRONICS- MEDICAL ELECTRICAL EQUIPMENT Infusion Pumps and Controllers General requirements for testing ME EQUIPMENT Cl.201.5 of IEC 60601-2-24 2012, | Class D
ELETTRA TECH PRIVATE LIMITED Ground Floor, A-38, IKAS Technologies Complex, 2nd Cross street, Newgen Software Technologies, SIPCOT IT Park, Pudupakam, Kanchipuram, Tamil Nadu Pincode: 603103 | TL/MD/2025/000001 | 13-Feb-2025 | ELECTRONICS- MEDICAL ELECTRICAL EQUIPMENT Infusion Pumps and Controllers Hazardous Situations and fault conditions Cl 201 13 of IEC 60601-2-24 2012 | Class D
ELETTRA TECH PRIVATE LIMITED Ground Floor, A-38, IKAS Technologies Complex, 2nd Cross street, Newgen Software Technologies, SIPCOT IT Park, Pudupakam, Kanchipuram, Tamil Nadu Pincode: 603103 | TL/MD/2025/000001 | 13-Feb-2025 | ELECTRONICS- MEDICAL ELECTRICAL EQUIPMENT Infusion Pumps and Controllers ME equipment identification, marking and documents Cl.201.7 of IEC 60601-2-24 2012 | Class D
ELETTRA TECH PRIVATE LIMITED Ground Floor, A-38, IKAS Technologies Complex, 2nd Cross street, Newgen Software Technologies, SIPCOT IT Park, Pudupakam, Kanchipuram, Tamil Nadu Pincode: 603103 | TL/MD/2025/000001 | 13-Feb-2025 | ELECTRONICS- MEDICAL ELECTRICAL EQUIPMENT Infusion Pumps and Controllers ME SYSTEMS Cl.201.16 of IEC 60601-2-24 2012, | Class D
ELETTRA TECH PRIVATE LIMITED Ground Floor, A-38, IKAS Technologies Complex, 2nd Cross street, Newgen Software Technologies, SIPCOT IT Park, Pudupakam, Kanchipuram, Tamil Nadu Pincode: 603103 | TL/MD/2025/000001 | 13-Feb-2025 | ELECTRONICS- MEDICAL ELECTRICAL EQUIPMENT Infusion Pumps and Controllers Protection against electrical HAZARDS from ME EQUIPMENT Cl.201.8 of IEC 60601-2-24 2012 | Class D
ELETTRA TECH PRIVATE LIMITED Ground Floor, A-38, IKAS Technologies Complex, 2nd Cross street, Newgen Software Technologies, SIPCOT IT Park, Pudupakam, Kanchipuram, Tamil Nadu Pincode: 603103 | TL/MD/2025/000001 | 13-Feb-2025 | ELECTRONICS- MEDICAL ELECTRICAL EQUIPMENT Infusion Pumps and Controllers Protection against excessive temperatures and other HAZARDS Cl.201.11 of IEC 60601-2-24 2012 | Class D
ELETTRA TECH PRIVATE LIMITED Ground Floor, A-38, IKAS Technologies Complex, 2nd Cross street, Newgen Software Technologies, SIPCOT IT Park, Pudupakam, Kanchipuram, Tamil Nadu Pincode: 603103 | TL/MD/2025/000001 | 13-Feb-2025 | ELECTRONICS- MEDICAL ELECTRICAL EQUIPMENT Infusion Pumps and Controllers Protection against MECAHNICAL HAZARDS of ME EQUIPMENT and ME SYSTEMS Cl.201.9 of IEC 60601-2-24 2012 | Class D
ELETTRA TECH PRIVATE LIMITED Ground Floor, A-38, IKAS Technologies Complex, 2nd Cross street, Newgen Software Technologies, SIPCOT IT Park, Pudupakam, Kanchipuram, Tamil Nadu Pincode: 603103 | TL/MD/2025/000001 | 13-Feb-2025 | ELECTRONICS- MEDICAL ELECTRICAL EQUIPMENT Multifunction patient monitoring equipment Accuracy of controls and instruments and protection against hazardous outputs Cl.201.12 of IEC 80601-2-49 2018 | Class D
ELETTRA TECH PRIVATE LIMITED Ground Floor, A-38, IKAS Technologies Complex, 2nd Cross street, Newgen Software Technologies, SIPCOT IT Park, Pudupakam, Kanchipuram, Tamil Nadu Pincode: 603103 | TL/MD/2025/000001 | 13-Feb-2025 | ELECTRONICS- MEDICAL ELECTRICAL EQUIPMENT Multifunction patient monitoring equipment Classification of ME EQUIPMENT and ME SYSTEMS Cl. 201.6 of IEC 80601-2-49 2018 | Class D
ELETTRA TECH PRIVATE LIMITED Ground Floor, A-38, IKAS Technologies Complex, 2nd Cross street, Newgen Software Technologies, SIPCOT IT Park, Pudupakam, Kanchipuram, Tamil Nadu Pincode: 603103 | TL/MD/2025/000001 | 13-Feb-2025 | ELECTRONICS- MEDICAL ELECTRICAL EQUIPMENT Multifunction patient monitoring equipment Construction of ME Equipment Cl. 201.15 of IEC 80601-2-49 2018 | Class D
ELETTRA TECH PRIVATE LIMITED Ground Floor, A-38, IKAS Technologies Complex, 2nd Cross street, Newgen Software Technologies, SIPCOT IT Park, Pudupakam, Kanchipuram, Tamil Nadu Pincode: 603103 | TL/MD/2025/000001 | 13-Feb-2025 | ELECTRONICS- MEDICAL ELECTRICAL EQUIPMENT Multifunction patient monitoring equipment General Requirements Cl. 201.4 of IEC 80601-2-49 2018 | Class D
ELETTRA TECH PRIVATE LIMITED Ground Floor, A-38, IKAS Technologies Complex, 2nd Cross street, Newgen Software Technologies, SIPCOT IT Park, Pudupakam, Kanchipuram, Tamil Nadu Pincode: 603103 | TL/MD/2025/000001 | 13-Feb-2025 | ELECTRONICS- MEDICAL ELECTRICAL EQUIPMENT Multifunction patient monitoring equipment General requirements for testing ME EQUIPMENT Cl.201.5 of IEC 80601-2-49 2018 | Class D
ELETTRA TECH PRIVATE LIMITED Ground Floor, A-38, IKAS Technologies Complex, 2nd Cross street, Newgen Software Technologies, SIPCOT IT Park, Pudupakam, Kanchipuram, Tamil Nadu Pincode: 603103 | TL/MD/2025/000001 | 13-Feb-2025 | ELECTRONICS- MEDICAL ELECTRICAL EQUIPMENT Multifunction patient monitoring equipment HAZARDOUS SITUATIONS and fault conditions Cl. 201.13 of IEC 80601-2-49 2018 | Class D
ELETTRA TECH PRIVATE LIMITED Ground Floor, A-38, IKAS Technologies Complex, 2nd Cross street, Newgen Software Technologies, SIPCOT IT Park, Pudupakam, Kanchipuram, Tamil Nadu Pincode: 603103 | TL/MD/2025/000001 | 13-Feb-2025 | ELECTRONICS- MEDICAL ELECTRICAL EQUIPMENT Multifunction patient monitoring equipment ME equipment identification, marking and documents Cl.201.7 of IEC 80601-2-49 2018 | Class D
ELETTRA TECH PRIVATE LIMITED Ground Floor, A-38, IKAS Technologies Complex, 2nd Cross street, Newgen Software Technologies, SIPCOT IT Park, Pudupakam, Kanchipuram, Tamil Nadu Pincode: 603103 | TL/MD/2025/000001 | 13-Feb-2025 | ELECTRONICS- MEDICAL ELECTRICAL EQUIPMENT Multifunction patient monitoring equipment ME SYSTEMS Cl. 201.16 of IEC 80601-2-49 2018 | Class D
ELETTRA TECH PRIVATE LIMITED Ground Floor, A-38, IKAS Technologies Complex, 2nd Cross street, Newgen Software Technologies, SIPCOT IT Park, Pudupakam, Kanchipuram, Tamil Nadu Pincode: 603103 | TL/MD/2025/000001 | 13-Feb-2025 | ELECTRONICS- MEDICAL ELECTRICAL EQUIPMENT Multifunction patient monitoring equipment Protection against electrical HAZARDS from ME EQUIPMENT Cl.201.8 of IEC 80601-2-49 2018 | Class D
ELETTRA TECH PRIVATE LIMITED Ground Floor, A-38, IKAS Technologies Complex, 2nd Cross street, Newgen Software Technologies, SIPCOT IT Park, Pudupakam, Kanchipuram, Tamil Nadu Pincode: 603103 | TL/MD/2025/000001 | 13-Feb-2025 | ELECTRONICS- MEDICAL ELECTRICAL EQUIPMENT Multifunction patient monitoring equipment Protection against excessive temperatures and other HAZARDS Cl.201.11 (Except 201.11.6.3) of IEC 80601-2-49 2018 | Class D
ELETTRA TECH PRIVATE LIMITED Ground Floor, A-38, IKAS Technologies Complex, 2nd Cross street, Newgen Software Technologies, SIPCOT IT Park, Pudupakam, Kanchipuram, Tamil Nadu Pincode: 603103 | TL/MD/2025/000001 | 13-Feb-2025 | ELECTRONICS- MEDICAL ELECTRICAL EQUIPMENT Multifunction patient monitoring equipment Protection against MECAHNICAL HAZARDS of ME EQUIPMENT and ME SYSTEMS Cl.201.9 of IEC 80601-2-49 2018 | Class D
ELETTRA TECH PRIVATE LIMITED Ground Floor, A-38, IKAS Technologies Complex, 2nd Cross street, Newgen Software Technologies, SIPCOT IT Park, Pudupakam, Kanchipuram, Tamil Nadu Pincode: 603103 | TL/MD/2025/000001 | 13-Feb-2025 | ELECTRONICS- MEDICAL ELECTRICAL EQUIPMENT Nerve and Muscle stimulators Classification of ME EQUIPMENT and ME SYSTEMS Cl.201.6 of IEC 60601-2-10 2012 Amd1 2016 Amd2 2023 | Class D
ELETTRA TECH PRIVATE LIMITED Ground Floor, A-38, IKAS Technologies Complex, 2nd Cross street, Newgen Software Technologies, SIPCOT IT Park, Pudupakam, Kanchipuram, Tamil Nadu Pincode: 603103 | TL/MD/2025/000001 | 13-Feb-2025 | ELECTRONICS- MEDICAL ELECTRICAL EQUIPMENT Nerve and Muscle stimulators Construction of ME EQUIPMENT Cl. 201.15 of IEC 60601-2-10 2012 Amd1 2016 Amd2 2023 | Class D
ELETTRA TECH PRIVATE LIMITED Ground Floor, A-38, IKAS Technologies Complex, 2nd Cross street, Newgen Software Technologies, SIPCOT IT Park, Pudupakam, Kanchipuram, Tamil Nadu Pincode: 603103 | TL/MD/2025/000001 | 13-Feb-2025 | ELECTRONICS- MEDICAL ELECTRICAL EQUIPMENT Nerve and Muscle stimulators General Requirements Cl.201.4 of IEC 60601-2-10 2012 Amd1 2016 Amd2 2023 | Class D
ELETTRA TECH PRIVATE LIMITED Ground Floor, A-38, IKAS Technologies Complex, 2nd Cross street, Newgen Software Technologies, SIPCOT IT Park, Pudupakam, Kanchipuram, Tamil Nadu Pincode: 603103 | TL/MD/2025/000001 | 13-Feb-2025 | ELECTRONICS- MEDICAL ELECTRICAL EQUIPMENT Nerve and Muscle stimulators General requirements for testing ME EQUIPMENT Cl.201.5 of IEC 60601-2-10 2012 Amd1 2016 Amd2 2023 | Class D
ELETTRA TECH PRIVATE LIMITED Ground Floor, A-38, IKAS Technologies Complex, 2nd Cross street, Newgen Software Technologies, SIPCOT IT Park, Pudupakam, Kanchipuram, Tamil Nadu Pincode: 603103 | TL/MD/2025/000001 | 13-Feb-2025 | ELECTRONICS- MEDICAL ELECTRICAL EQUIPMENT Nerve and Muscle stimulators HAZARDOUS SITUATIONS and fault conditions Cl.201.13 of IEC 60601-2-10 2012 Amd1 2016 Amd2 2023 | Class D
ELETTRA TECH PRIVATE LIMITED Ground Floor, A-38, IKAS Technologies Complex, 2nd Cross street, Newgen Software Technologies, SIPCOT IT Park, Pudupakam, Kanchipuram, Tamil Nadu Pincode: 603103 | TL/MD/2025/000001 | 13-Feb-2025 | ELECTRONICS- MEDICAL ELECTRICAL EQUIPMENT Nerve and Muscle stimulators ME equipment identification, marking and documents Cl.201.7 of IEC 60601-2-10 2012 Amd1 2016 Amd2 2023 | Class D
ELETTRA TECH PRIVATE LIMITED Ground Floor, A-38, IKAS Technologies Complex, 2nd Cross street, Newgen Software Technologies, SIPCOT IT Park, Pudupakam, Kanchipuram, Tamil Nadu Pincode: 603103 | TL/MD/2025/000001 | 13-Feb-2025 | ELECTRONICS- MEDICAL ELECTRICAL EQUIPMENT Nerve and Muscle stimulators ME SYSTEMS Cl.201.16 of IEC 60601-2-10 2012 Amd1 2016 Amd2 2023 | Class D
ELETTRA TECH PRIVATE LIMITED Ground Floor, A-38, IKAS Technologies Complex, 2nd Cross street, Newgen Software Technologies, SIPCOT IT Park, Pudupakam, Kanchipuram, Tamil Nadu Pincode: 603103 | TL/MD/2025/000001 | 13-Feb-2025 | ELECTRONICS- MEDICAL ELECTRICAL EQUIPMENT Nerve and Muscle stimulators Protection against electrical HAZARDS from ME EQUIPMENT Cl.201.8 of IEC 60601-2-10 2012 Amd1 2016 Amd2 2023 | Class D
ELETTRA TECH PRIVATE LIMITED Ground Floor, A-38, IKAS Technologies Complex, 2nd Cross street, Newgen Software Technologies, SIPCOT IT Park, Pudupakam, Kanchipuram, Tamil Nadu Pincode: 603103 | TL/MD/2025/000001 | 13-Feb-2025 | ELECTRONICS- MEDICAL ELECTRICAL EQUIPMENT Nerve and Muscle stimulators Protection against MECAHNICAL HAZARDS of ME EQUIPMENT and ME SYSTEMS Cl.201.9 of IEC 60601-2-10 2012 Amd1 2016 Amd2 2023 | Class D
ELETTRA TECH PRIVATE LIMITED Ground Floor, A-38, IKAS Technologies Complex, 2nd Cross street, Newgen Software Technologies, SIPCOT IT Park, Pudupakam, Kanchipuram, Tamil Nadu Pincode: 603103 | TL/MD/2025/000001 | 13-Feb-2025 | ELECTRONICS- MEDICAL ELECTRICAL EQUIPMENT Nerve and Muscle stimulators Push Test Cl. 201.15 of IEC 60601-2-10 2012 Amd1 2016 Amd2 2023 | Class D
ELETTRA TECH PRIVATE LIMITED Ground Floor, A-38, IKAS Technologies Complex, 2nd Cross street, Newgen Software Technologies, SIPCOT IT Park, Pudupakam, Kanchipuram, Tamil Nadu Pincode: 603103 | TL/MD/2025/000001 | 13-Feb-2025 | ELECTRONICS- MEDICAL ELECTRICAL EQUIPMENT Pulse Oximeter equipment Accuracy of controls and instruments and protection against hazardous outputs Cl.201.12 of ISO 80601-2-61 2017 | Class D
ELETTRA TECH PRIVATE LIMITED Ground Floor, A-38, IKAS Technologies Complex, 2nd Cross street, Newgen Software Technologies, SIPCOT IT Park, Pudupakam, Kanchipuram, Tamil Nadu Pincode: 603103 | TL/MD/2025/000001 | 13-Feb-2025 | ELECTRONICS- MEDICAL ELECTRICAL EQUIPMENT Pulse Oximeter equipment Classification of ME EQUIPMENT and ME SYSTEMS Cl.201.6 of ISO 80601-2-61 2017 | Class D
ELETTRA TECH PRIVATE LIMITED Ground Floor, A-38, IKAS Technologies Complex, 2nd Cross street, Newgen Software Technologies, SIPCOT IT Park, Pudupakam, Kanchipuram, Tamil Nadu Pincode: 603103 | TL/MD/2025/000001 | 13-Feb-2025 | ELECTRONICS- MEDICAL ELECTRICAL EQUIPMENT Pulse Oximeter equipment Construction of ME Equipment Cl.201.15 of ISO 80601-2-61 2017 | Class D
ELETTRA TECH PRIVATE LIMITED Ground Floor, A-38, IKAS Technologies Complex, 2nd Cross street, Newgen Software Technologies, SIPCOT IT Park, Pudupakam, Kanchipuram, Tamil Nadu Pincode: 603103 | TL/MD/2025/000001 | 13-Feb-2025 | ELECTRONICS- MEDICAL ELECTRICAL EQUIPMENT Pulse Oximeter equipment Functional Connection Cl.201.103 of ISO 80601-2-61 2017 | Class D
ELETTRA TECH PRIVATE LIMITED Ground Floor, A-38, IKAS Technologies Complex, 2nd Cross street, Newgen Software Technologies, SIPCOT IT Park, Pudupakam, Kanchipuram, Tamil Nadu Pincode: 603103 | TL/MD/2025/000001 | 13-Feb-2025 | ELECTRONICS- MEDICAL ELECTRICAL EQUIPMENT Pulse Oximeter equipment General Requirements Cl.201.4 of ISO 80601-2-61 2017 | Class D
ELETTRA TECH PRIVATE LIMITED Ground Floor, A-38, IKAS Technologies Complex, 2nd Cross street, Newgen Software Technologies, SIPCOT IT Park, Pudupakam, Kanchipuram, Tamil Nadu Pincode: 603103 | TL/MD/2025/000001 | 13-Feb-2025 | ELECTRONICS- MEDICAL ELECTRICAL EQUIPMENT Pulse Oximeter equipment General requirements for testing ME EQUIPMENT Cl.201.5 of ISO 80601-2-61 2017 | Class D
ELETTRA TECH PRIVATE LIMITED Ground Floor, A-38, IKAS Technologies Complex, 2nd Cross street, Newgen Software Technologies, SIPCOT IT Park, Pudupakam, Kanchipuram, Tamil Nadu Pincode: 603103 | TL/MD/2025/000001 | 13-Feb-2025 | ELECTRONICS- MEDICAL ELECTRICAL EQUIPMENT Pulse Oximeter equipment ME Systems Cl.201.16 of ISO 80601-2-61 2017 | Class D
ELETTRA TECH PRIVATE LIMITED Ground Floor, A-38, IKAS Technologies Complex, 2nd Cross street, Newgen Software Technologies, SIPCOT IT Park, Pudupakam, Kanchipuram, Tamil Nadu Pincode: 603103 | TL/MD/2025/000001 | 13-Feb-2025 | ELECTRONICS- MEDICAL ELECTRICAL EQUIPMENT Pulse Oximeter equipment Protection against electrical HAZARDS from ME EQUIPMENT Cl.201.8 of ISO 80601-2-61 2017 | Class D
ELETTRA TECH PRIVATE LIMITED Ground Floor, A-38, IKAS Technologies Complex, 2nd Cross street, Newgen Software Technologies, SIPCOT IT Park, Pudupakam, Kanchipuram, Tamil Nadu Pincode: 603103 | TL/MD/2025/000001 | 13-Feb-2025 | ELECTRONICS- MEDICAL ELECTRICAL EQUIPMENT Pulse Oximeter equipment Protection against excessive temperatures in ME Equipment Cl.201.11 of ISO 80601-2-61 2017 | Class D
ELETTRA TECH PRIVATE LIMITED Ground Floor, A-38, IKAS Technologies Complex, 2nd Cross street, Newgen Software Technologies, SIPCOT IT Park, Pudupakam, Kanchipuram, Tamil Nadu Pincode: 603103 | TL/MD/2025/000001 | 13-Feb-2025 | ELECTRONICS- MEDICAL ELECTRICAL EQUIPMENT Pulse Oximeter equipment Protection against MECAHNICAL HAZARDS of ME EQUIPMENT and ME SYSTEMS Cl.201.9 of ISO 80601-2-61 2017 | Class D
ELETTRA TECH PRIVATE LIMITED Ground Floor, A-38, IKAS Technologies Complex, 2nd Cross street, Newgen Software Technologies, SIPCOT IT Park, Pudupakam, Kanchipuram, Tamil Nadu Pincode: 603103 | TL/MD/2025/000001 | 13-Feb-2025 | ELECTRONICS- MEDICAL ELECTRICAL EQUIPMENT Pulse Oximeter equipment Pulse Oximeter Probes and probe cable extenders Cl.201.101 of ISO 80601-2-61 2017 | Class D
ELETTRA TECH PRIVATE LIMITED Ground Floor, A-38, IKAS Technologies Complex, 2nd Cross street, Newgen Software Technologies, SIPCOT IT Park, Pudupakam, Kanchipuram, Tamil Nadu Pincode: 603103 | TL/MD/2025/000001 | 13-Feb-2025 | ELECTRONICS- MEDICAL ELECTRICAL EQUIPMENT Pulse Oximeter equipment Radiotherapy equipment Cl.201.12 of ISO 80601-2-61 2017 | Class D
ELETTRA TECH PRIVATE LIMITED Ground Floor, A-38, IKAS Technologies Complex, 2nd Cross street, Newgen Software Technologies, SIPCOT IT Park, Pudupakam, Kanchipuram, Tamil Nadu Pincode: 603103 | TL/MD/2025/000001 | 13-Feb-2025 | ELECTRONICS- MEDICAL ELECTRICAL EQUIPMENT Pulse Oximeter equipment Saturation Pulse information signal Cl.201.102 of ISO 80601-2-61 2017 | Class D
ELETTRA TECH PRIVATE LIMITED Ground Floor, A-38, IKAS Technologies Complex, 2nd Cross street, Newgen Software Technologies, SIPCOT IT Park, Pudupakam, Kanchipuram, Tamil Nadu Pincode: 603103 | TL/MD/2025/000001 | 13-Feb-2025 | ELECTRONICS- MEE Basic Safety and Essential Performance of Medical Electrical Equipment Accidental Selection of excessive output values Cl.12.4.3 IEC 60601-1 2005 AMD1 201 2 AMD2 2020 | Class D
ELETTRA TECH PRIVATE LIMITED Ground Floor, A-38, IKAS Technologies Complex, 2nd Cross street, Newgen Software Technologies, SIPCOT IT Park, Pudupakam, Kanchipuram, Tamil Nadu Pincode: 603103 | TL/MD/2025/000001 | 13-Feb-2025 | ELECTRONICS- MEE Basic Safety and Essential Performance of Medical Electrical Equipment Accidental Selection of excessive output values Cl.12.4.3 of IS 13450 (Part 1) 2018 IEC60601-1 2012 | Class D
ELETTRA TECH PRIVATE LIMITED Ground Floor, A-38, IKAS Technologies Complex, 2nd Cross street, Newgen Software Technologies, SIPCOT IT Park, Pudupakam, Kanchipuram, Tamil Nadu Pincode: 603103 | TL/MD/2025/000001 | 13-Feb-2025 | ELECTRONICS- MEE Basic Safety and Essential Performance of Medical Electrical Equipment Accuracy of controls and instruments Cl.12.1 IEC 60601-1 2005 AMD1 201 2 AMD2 2020 | Class D
ELETTRA TECH PRIVATE LIMITED Ground Floor, A-38, IKAS Technologies Complex, 2nd Cross street, Newgen Software Technologies, SIPCOT IT Park, Pudupakam, Kanchipuram, Tamil Nadu Pincode: 603103 | TL/MD/2025/000001 | 13-Feb-2025 | ELECTRONICS- MEE Basic Safety and Essential Performance of Medical Electrical Equipment Accuracy of controls and instruments Cl.12.1 IS 13450 (Part 1) 2018 IEC60601-1 2012 | Class D
ELETTRA TECH PRIVATE LIMITED Ground Floor, A-38, IKAS Technologies Complex, 2nd Cross street, Newgen Software Technologies, SIPCOT IT Park, Pudupakam, Kanchipuram, Tamil Nadu Pincode: 603103 | TL/MD/2025/000001 | 13-Feb-2025 | ELECTRONICS- MEE Basic Safety and Essential Performance of Medical Electrical Equipment Actuating Parts of controls of ME equipment Cl.15.4.6 IEC 60601-1 2005 AMD1 201 2 AMD2 2020 | Class D
ELETTRA TECH PRIVATE LIMITED Ground Floor, A-38, IKAS Technologies Complex, 2nd Cross street, Newgen Software Technologies, SIPCOT IT Park, Pudupakam, Kanchipuram, Tamil Nadu Pincode: 603103 | TL/MD/2025/000001 | 13-Feb-2025 | ELECTRONICS- MEE Basic Safety and Essential Performance of Medical Electrical Equipment Actuating Parts of controls of ME equipment Cl.15.4.6 IS 13450 (Part 1) 2018 IEC 60601-1 2012 | Class D
ELETTRA TECH PRIVATE LIMITED Ground Floor, A-38, IKAS Technologies Complex, 2nd Cross street, Newgen Software Technologies, SIPCOT IT Park, Pudupakam, Kanchipuram, Tamil Nadu Pincode: 603103 | TL/MD/2025/000001 | 13-Feb-2025 | ELECTRONICS- MEE Basic Safety and Essential Performance of Medical Electrical Equipment Alarm Systems Cl.12.3 of IEC 60601-1 2005 AMD1 201 2 AMD2 2020 | Class D
ELETTRA TECH PRIVATE LIMITED Ground Floor, A-38, IKAS Technologies Complex, 2nd Cross street, Newgen Software Technologies, SIPCOT IT Park, Pudupakam, Kanchipuram, Tamil Nadu Pincode: 603103 | TL/MD/2025/000001 | 13-Feb-2025 | ELECTRONICS- MEE Basic Safety and Essential Performance of Medical Electrical Equipment Arrangements of controls and indicators Cl.15.1 IEC 60601-1 2005 AMD1 201 2 AMD2 2020 | Class D
ELETTRA TECH PRIVATE LIMITED Ground Floor, A-38, IKAS Technologies Complex, 2nd Cross street, Newgen Software Technologies, SIPCOT IT Park, Pudupakam, Kanchipuram, Tamil Nadu Pincode: 603103 | TL/MD/2025/000001 | 13-Feb-2025 | ELECTRONICS- MEE Basic Safety and Essential Performance of Medical Electrical Equipment Arrangements of controls and indicators Cl.15.1 IS 13450 (Part 1) 2018 IEC60601-1 2012 | Class D
ELETTRA TECH PRIVATE LIMITED Ground Floor, A-38, IKAS Technologies Complex, 2nd Cross street, Newgen Software Technologies, SIPCOT IT Park, Pudupakam, Kanchipuram, Tamil Nadu Pincode: 603103 | TL/MD/2025/000001 | 13-Feb-2025 | ELECTRONICS- MEE Basic Safety and Essential Performance of Medical Electrical Equipment Biocompatibility of ME Equipment and ME Systems Cl.11.7 IEC 60601-1 2005 AMD1 201 2 AMD2 2020 | Class D
ELETTRA TECH PRIVATE LIMITED Ground Floor, A-38, IKAS Technologies Complex, 2nd Cross street, Newgen Software Technologies, SIPCOT IT Park, Pudupakam, Kanchipuram, Tamil Nadu Pincode: 603103 | TL/MD/2025/000001 | 13-Feb-2025 | ELECTRONICS- MEE Basic Safety and Essential Performance of Medical Electrical Equipment Biocompatibility of ME Equipment and ME Systems Cl.11.7 IS 13450 (Part 1) 2018 IEC60601-1 2012 | Class D
ELETTRA TECH PRIVATE LIMITED Ground Floor, A-38, IKAS Technologies Complex, 2nd Cross street, Newgen Software Technologies, SIPCOT IT Park, Pudupakam, Kanchipuram, Tamil Nadu Pincode: 603103 | TL/MD/2025/000001 | 13-Feb-2025 | ELECTRONICS- MEE Basic Safety and Essential Performance of Medical Electrical Equipment Classification of applied parts Cl.8.3 IEC 60601-1 2005 AMD1 201 2 AMD2 2020 | Class D
ELETTRA TECH PRIVATE LIMITED Ground Floor, A-38, IKAS Technologies Complex, 2nd Cross street, Newgen Software Technologies, SIPCOT IT Park, Pudupakam, Kanchipuram, Tamil Nadu Pincode: 603103 | TL/MD/2025/000001 | 13-Feb-2025 | ELECTRONICS- MEE Basic Safety and Essential Performance of Medical Electrical Equipment Classification of applied parts Cl.8.3 IS 13450 (Part 1) 2018 IEC60601-1 2012 | Class D
ELETTRA TECH PRIVATE LIMITED Ground Floor, A-38, IKAS Technologies Complex, 2nd Cross street, Newgen Software Technologies, SIPCOT IT Park, Pudupakam, Kanchipuram, Tamil Nadu Pincode: 603103 | TL/MD/2025/000001 | 13-Feb-2025 | ELECTRONICS- MEE Basic Safety and Essential Performance of Medical Electrical Equipment Compatibility with substances used with the ME EQUIPMENT Cl.11.6.8 of IEC 60601-1 2005 AMD1 201 2 AMD2 2020 | Class D
ELETTRA TECH PRIVATE LIMITED Ground Floor, A-38, IKAS Technologies Complex, 2nd Cross street, Newgen Software Technologies, SIPCOT IT Park, Pudupakam, Kanchipuram, Tamil Nadu Pincode: 603103 | TL/MD/2025/000001 | 13-Feb-2025 | ELECTRONICS- MEE Basic Safety and Essential Performance of Medical Electrical Equipment Components and wiring Cl.8.10 IEC 60601- 1 2005 AMD1 2012 AM D2 2020 | Class D
ELETTRA TECH PRIVATE LIMITED Ground Floor, A-38, IKAS Technologies Complex, 2nd Cross street, Newgen Software Technologies, SIPCOT IT Park, Pudupakam, Kanchipuram, Tamil Nadu Pincode: 603103 | TL/MD/2025/000001 | 13-Feb-2025 | ELECTRONICS- MEE Basic Safety and Essential Performance of Medical Electrical Equipment Components and wiring Cl.8.10 IS 13450 (Part 1) 2018 IEC60601-1 2012 | Class D
ELETTRA TECH PRIVATE LIMITED Ground Floor, A-38, IKAS Technologies Complex, 2nd Cross street, Newgen Software Technologies, SIPCOT IT Park, Pudupakam, Kanchipuram, Tamil Nadu Pincode: 603103 | TL/MD/2025/000001 | 13-Feb-2025 | ELECTRONICS- MEE Basic Safety and Essential Performance of Medical Electrical Equipment Components of ME EQUIPMENT Cl.4.8 IEC60601-1 2005 AMD1 2012 AMD2 2020 | Class D
ELETTRA TECH PRIVATE LIMITED Ground Floor, A-38, IKAS Technologies Complex, 2nd Cross street, Newgen Software Technologies, SIPCOT IT Park, Pudupakam, Kanchipuram, Tamil Nadu Pincode: 603103 | TL/MD/2025/000001 | 13-Feb-2025 | ELECTRONICS- MEE Basic Safety and Essential Performance of Medical Electrical Equipment Components of ME EQUIPMENT Cl.4.8 IS 13450 (Part1) 2018 IEC60601- 1 2012 | Class D
ELETTRA TECH PRIVATE LIMITED Ground Floor, A-38, IKAS Technologies Complex, 2nd Cross street, Newgen Software Technologies, SIPCOT IT Park, Pudupakam, Kanchipuram, Tamil Nadu Pincode: 603103 | TL/MD/2025/000001 | 13-Feb-2025 | ELECTRONICS- MEE Basic Safety and Essential Performance of Medical Electrical Equipment Creepage distances and air clearances Cl.8.9 IEC 60601-1 2005 AMD1 201 2 AMD2 2020 (Except 8.9.7.1) | Class D
ELETTRA TECH PRIVATE LIMITED Ground Floor, A-38, IKAS Technologies Complex, 2nd Cross street, Newgen Software Technologies, SIPCOT IT Park, Pudupakam, Kanchipuram, Tamil Nadu Pincode: 603103 | TL/MD/2025/000001 | 13-Feb-2025 | ELECTRONICS- MEE Basic Safety and Essential Performance of Medical Electrical Equipment Creepage distances and air clearances Cl.8.9 IS 13450 (Part 1) 2018 IEC60601-1 2012 (Except 8.9.7.1) | Class D
ELETTRA TECH PRIVATE LIMITED Ground Floor, A-38, IKAS Technologies Complex, 2nd Cross street, Newgen Software Technologies, SIPCOT IT Park, Pudupakam, Kanchipuram, Tamil Nadu Pincode: 603103 | TL/MD/2025/000001 | 13-Feb-2025 | ELECTRONICS- MEE Basic Safety and Essential Performance of Medical Electrical Equipment Determination of APPLIED PARTS and ACCESSIBLE PARTS Cl.5.9 IEC 60601-1 2005 AMD1 201 2 AMD2 2020 | Class D
ELETTRA TECH PRIVATE LIMITED Ground Floor, A-38, IKAS Technologies Complex, 2nd Cross street, Newgen Software Technologies, SIPCOT IT Park, Pudupakam, Kanchipuram, Tamil Nadu Pincode: 603103 | TL/MD/2025/000001 | 13-Feb-2025 | ELECTRONICS- MEE Basic Safety and Essential Performance of Medical Electrical Equipment Determination of APPLIED PARTS and ACCESSIBLE PARTS Cl.5.9 IS 13450 (Part 1) 2018 IEC 60601-1 2012 | Class D
ELETTRA TECH PRIVATE LIMITED Ground Floor, A-38, IKAS Technologies Complex, 2nd Cross street, Newgen Software Technologies, SIPCOT IT Park, Pudupakam, Kanchipuram, Tamil Nadu Pincode: 603103 | TL/MD/2025/000001 | 13-Feb-2025 | ELECTRONICS- MEE Basic Safety and Essential Performance of Medical Electrical Equipment Diagnostic or therapeutic acoustic pressure Cl.12.4.6 IEC 60601-1 2005 AMD1 201 2 AMD2 2020 | Class D
ELETTRA TECH PRIVATE LIMITED Ground Floor, A-38, IKAS Technologies Complex, 2nd Cross street, Newgen Software Technologies, SIPCOT IT Park, Pudupakam, Kanchipuram, Tamil Nadu Pincode: 603103 | TL/MD/2025/000001 | 13-Feb-2025 | ELECTRONICS- MEE Basic Safety and Essential Performance of Medical Electrical Equipment Diagnostic or therapeutic acoustic pressure Cl.12.4.6 IS 13450 (Part 1) 2018 IEC60601-1 2012 | Class D
ELETTRA TECH PRIVATE LIMITED Ground Floor, A-38, IKAS Technologies Complex, 2nd Cross street, Newgen Software Technologies, SIPCOT IT Park, Pudupakam, Kanchipuram, Tamil Nadu Pincode: 603103 | TL/MD/2025/000001 | 13-Feb-2025 | ELECTRONICS- MEE Basic Safety and Essential Performance of Medical Electrical Equipment Dielectric strength Cl.8.8.3 of IEC 60601-1 2005 AMD1 201 2 AMD2 2020 | Class D
ELETTRA TECH PRIVATE LIMITED Ground Floor, A-38, IKAS Technologies Complex, 2nd Cross street, Newgen Software Technologies, SIPCOT IT Park, Pudupakam, Kanchipuram, Tamil Nadu Pincode: 603103 | TL/MD/2025/000001 | 13-Feb-2025 | ELECTRONICS- MEE Basic Safety and Essential Performance of Medical Electrical Equipment Dielectric strength Cl.8.8.3 of IS 13450 (Part 1) 2018 IEC60601-1 2012 | Class D
ELETTRA TECH PRIVATE LIMITED Ground Floor, A-38, IKAS Technologies Complex, 2nd Cross street, Newgen Software Technologies, SIPCOT IT Park, Pudupakam, Kanchipuram, Tamil Nadu Pincode: 603103 | TL/MD/2025/000001 | 13-Feb-2025 | ELECTRONICS- MEE Basic Safety and Essential Performance of Medical Electrical Equipment Drop test Cl.15.3.4 of IEC 60601-1 2005 AMD1 2012 AMD2 2020 | Class D
ELETTRA TECH PRIVATE LIMITED Ground Floor, A-38, IKAS Technologies Complex, 2nd Cross street, Newgen Software Technologies, SIPCOT IT Park, Pudupakam, Kanchipuram, Tamil Nadu Pincode: 603103 | TL/MD/2025/000001 | 13-Feb-2025 | ELECTRONICS- MEE Basic Safety and Essential Performance of Medical Electrical Equipment Drop test Cl.15.3.4 of IS 13450 (Part 1) 2018 IEC60601-1 2012 | Class D
ELETTRA TECH PRIVATE LIMITED Ground Floor, A-38, IKAS Technologies Complex, 2nd Cross street, Newgen Software Technologies, SIPCOT IT Park, Pudupakam, Kanchipuram, Tamil Nadu Pincode: 603103 | TL/MD/2025/000001 | 13-Feb-2025 | ELECTRONICS- MEE Basic Safety and Essential Performance of Medical Electrical Equipment Electrical SINGLE FAULT Conditions Cl.13.2.2 of IEC 60601-1 2005 AMD1 201 2 AMD2 2020 | Class D
ELETTRA TECH PRIVATE LIMITED Ground Floor, A-38, IKAS Technologies Complex, 2nd Cross street, Newgen Software Technologies, SIPCOT IT Park, Pudupakam, Kanchipuram, Tamil Nadu Pincode: 603103 | TL/MD/2025/000001 | 13-Feb-2025 | ELECTRONICS- MEE Basic Safety and Essential Performance of Medical Electrical Equipment Electrical SINGLE FAULT Conditions Cl.13.2.2 of IS 13450 (Part 1) 2018 IEC 60601-1 2012 | Class D
ELETTRA TECH PRIVATE LIMITED Ground Floor, A-38, IKAS Technologies Complex, 2nd Cross street, Newgen Software Technologies, SIPCOT IT Park, Pudupakam, Kanchipuram, Tamil Nadu Pincode: 603103 | TL/MD/2025/000001 | 13-Feb-2025 | ELECTRONICS- MEE Basic Safety and Essential Performance of Medical Electrical Equipment Environmental influences Cl.15.3.7 of IEC 60601-1 2005 AMD1 201 2 AMD2 2020 | Class D
ELETTRA TECH PRIVATE LIMITED Ground Floor, A-38, IKAS Technologies Complex, 2nd Cross street, Newgen Software Technologies, SIPCOT IT Park, Pudupakam, Kanchipuram, Tamil Nadu Pincode: 603103 | TL/MD/2025/000001 | 13-Feb-2025 | ELECTRONICS- MEE Basic Safety and Essential Performance of Medical Electrical Equipment Environmental influences Cl.15.3.7 of IS 13450 (Part 1) 2018 IEC60601-1 2012 | Class D
ELETTRA TECH PRIVATE LIMITED Ground Floor, A-38, IKAS Technologies Complex, 2nd Cross street, Newgen Software Technologies, SIPCOT IT Park, Pudupakam, Kanchipuram, Tamil Nadu Pincode: 603103 | TL/MD/2025/000001 | 13-Feb-2025 | ELECTRONICS- MEE Basic Safety and Essential Performance of Medical Electrical Equipment Exceeding LEAKAGE CURRENT or Voltage limits Cl.13.1.3 of IEC 60601-1 2005 AMD1 201 2 AMD2 2020 | Class D
ELETTRA TECH PRIVATE LIMITED Ground Floor, A-38, IKAS Technologies Complex, 2nd Cross street, Newgen Software Technologies, SIPCOT IT Park, Pudupakam, Kanchipuram, Tamil Nadu Pincode: 603103 | TL/MD/2025/000001 | 13-Feb-2025 | ELECTRONICS- MEE Basic Safety and Essential Performance of Medical Electrical Equipment Exceeding LEAKAGE CURRENT or Voltage limits Cl.13.1.3 of IS 13450 (Part 1) 2018 IEC 60601-1 2012 | Class D
ELETTRA TECH PRIVATE LIMITED Ground Floor, A-38, IKAS Technologies Complex, 2nd Cross street, Newgen Software Technologies, SIPCOT IT Park, Pudupakam, Kanchipuram, Tamil Nadu Pincode: 603103 | TL/MD/2025/000001 | 13-Feb-2025 | ELECTRONICS- MEE Basic Safety and Essential Performance of Medical Electrical Equipment Excessive temperatures in ME Equipment Cl.11.1 of IEC 60601-1 2005 AMD1 201 2 AMD2 2020 | Class D
ELETTRA TECH PRIVATE LIMITED Ground Floor, A-38, IKAS Technologies Complex, 2nd Cross street, Newgen Software Technologies, SIPCOT IT Park, Pudupakam, Kanchipuram, Tamil Nadu Pincode: 603103 | TL/MD/2025/000001 | 13-Feb-2025 | ELECTRONICS- MEE Basic Safety and Essential Performance of Medical Electrical Equipment Excessive temperatures in ME Equipment Cl.11.1 of IS 13450 (Part 1) 2018 IEC60601-1 2012 | Class D
ELETTRA TECH PRIVATE LIMITED Ground Floor, A-38, IKAS Technologies Complex, 2nd Cross street, Newgen Software Technologies, SIPCOT IT Park, Pudupakam, Kanchipuram, Tamil Nadu Pincode: 603103 | TL/MD/2025/000001 | 13-Feb-2025 | ELECTRONICS- MEE Basic Safety and Essential Performance of Medical Electrical Equipment Expected Service Life Cl.4.4 of IEC 60601-1 2005 AMD1 201 2 AMD2 2020 | Class D
ELETTRA TECH PRIVATE LIMITED Ground Floor, A-38, IKAS Technologies Complex, 2nd Cross street, Newgen Software Technologies, SIPCOT IT Park, Pudupakam, Kanchipuram, Tamil Nadu Pincode: 603103 | TL/MD/2025/000001 | 13-Feb-2025 | ELECTRONICS- MEE Basic Safety and Essential Performance of Medical Electrical Equipment Expected Service Life Cl.4.4 of IS 13450 (Part 1) 2018 IEC60601-1 2012 | Class D
ELETTRA TECH PRIVATE LIMITED Ground Floor, A-38, IKAS Technologies Complex, 2nd Cross street, Newgen Software Technologies, SIPCOT IT Park, Pudupakam, Kanchipuram, Tamil Nadu Pincode: 603103 | TL/MD/2025/000001 | 13-Feb-2025 | ELECTRONICS- MEE Basic Safety and Essential Performance of Medical Electrical Equipment Failure of Temperature limiting devices Cl.13.2.5 of IEC 60601-1 2005 AMD1 201 2 AMD2 2020 | Class D
ELETTRA TECH PRIVATE LIMITED Ground Floor, A-38, IKAS Technologies Complex, 2nd Cross street, Newgen Software Technologies, SIPCOT IT Park, Pudupakam, Kanchipuram, Tamil Nadu Pincode: 603103 | TL/MD/2025/000001 | 13-Feb-2025 | ELECTRONICS- MEE Basic Safety and Essential Performance of Medical Electrical Equipment Failure of Temperature limiting devices Cl.13.2.5 of IS 13450 (Part 1) 2018 IEC60601-1 2012 | Class D
ELETTRA TECH PRIVATE LIMITED Ground Floor, A-38, IKAS Technologies Complex, 2nd Cross street, Newgen Software Technologies, SIPCOT IT Park, Pudupakam, Kanchipuram, Tamil Nadu Pincode: 603103 | TL/MD/2025/000001 | 13-Feb-2025 | ELECTRONICS- MEE Basic Safety and Essential Performance of Medical Electrical Equipment Failure of THERMOSTATS Cl.13.2.4 of IEC 60601-1 2005 AMD1 201 2 AMD2 2020 | Class D
ELETTRA TECH PRIVATE LIMITED Ground Floor, A-38, IKAS Technologies Complex, 2nd Cross street, Newgen Software Technologies, SIPCOT IT Park, Pudupakam, Kanchipuram, Tamil Nadu Pincode: 603103 | TL/MD/2025/000001 | 13-Feb-2025 | ELECTRONICS- MEE Basic Safety and Essential Performance of Medical Electrical Equipment Failure of THERMOSTATS Cl.13.2.4 of IS 13450 (Part 1) 2018 IEC60601-1 2012 | Class D
ELETTRA TECH PRIVATE LIMITED Ground Floor, A-38, IKAS Technologies Complex, 2nd Cross street, Newgen Software Technologies, SIPCOT IT Park, Pudupakam, Kanchipuram, Tamil Nadu Pincode: 603103 | TL/MD/2025/000001 | 13-Feb-2025 | ELECTRONICS- MEE Basic Safety and Essential Performance of Medical Electrical Equipment Force for propulsion Cl.9.4.2.4.2 of IEC 60601-1 2005 AMD1 201 2 AMD2 2020 | Class D
ELETTRA TECH PRIVATE LIMITED Ground Floor, A-38, IKAS Technologies Complex, 2nd Cross street, Newgen Software Technologies, SIPCOT IT Park, Pudupakam, Kanchipuram, Tamil Nadu Pincode: 603103 | TL/MD/2025/000001 | 13-Feb-2025 | ELECTRONICS- MEE Basic Safety and Essential Performance of Medical Electrical Equipment Force for propulsion Cl.9.4.2.4.2 of IS 13450 (Part 1) 2018 IEC60601-1 2012 | Class D
ELETTRA TECH PRIVATE LIMITED Ground Floor, A-38, IKAS Technologies Complex, 2nd Cross street, Newgen Software Technologies, SIPCOT IT Park, Pudupakam, Kanchipuram, Tamil Nadu Pincode: 603103 | TL/MD/2025/000001 | 13-Feb-2025 | ELECTRONICS- MEE Basic Safety and Essential Performance of Medical Electrical Equipment General overload test conditions Cl.13.2.13 of IEC 60601-1 2005 AMD1 201 2 AMD2 2020 | Class D
ELETTRA TECH PRIVATE LIMITED Ground Floor, A-38, IKAS Technologies Complex, 2nd Cross street, Newgen Software Technologies, SIPCOT IT Park, Pudupakam, Kanchipuram, Tamil Nadu Pincode: 603103 | TL/MD/2025/000001 | 13-Feb-2025 | ELECTRONICS- MEE Basic Safety and Essential Performance of Medical Electrical Equipment General overload test conditions Cl.13.2.13 of IS 13450 (Part 1) 2018 IEC 60601-1 2012 | Class D
ELETTRA TECH PRIVATE LIMITED Ground Floor, A-38, IKAS Technologies Complex, 2nd Cross street, Newgen Software Technologies, SIPCOT IT Park, Pudupakam, Kanchipuram, Tamil Nadu Pincode: 603103 | TL/MD/2025/000001 | 13-Feb-2025 | ELECTRONICS- MEE Basic Safety and Essential Performance of Medical Electrical Equipment Grips and other handling devices Cl.9.4.4 of IEC 60601-1 2005 AMD1 201 2 AMD2 2020 | Class D
ELETTRA TECH PRIVATE LIMITED Ground Floor, A-38, IKAS Technologies Complex, 2nd Cross street, Newgen Software Technologies, SIPCOT IT Park, Pudupakam, Kanchipuram, Tamil Nadu Pincode: 603103 | TL/MD/2025/000001 | 13-Feb-2025 | ELECTRONICS- MEE Basic Safety and Essential Performance of Medical Electrical Equipment Grips and other handling devices Cl.9.4.4 of IS 13450 (Part 1) 2018 IEC 60601-1 2012 | Class D
ELETTRA TECH PRIVATE LIMITED Ground Floor, A-38, IKAS Technologies Complex, 2nd Cross street, Newgen Software Technologies, SIPCOT IT Park, Pudupakam, Kanchipuram, Tamil Nadu Pincode: 603103 | TL/MD/2025/000001 | 13-Feb-2025 | ELECTRONICS- MEE Basic Safety and Essential Performance of Medical Electrical Equipment Humidity Preconditioning treatment Cl.5.7 of IEC 60601-1 2005 AMD1 201 2 AMD2 2020 | Class D
ELETTRA TECH PRIVATE LIMITED Ground Floor, A-38, IKAS Technologies Complex, 2nd Cross street, Newgen Software Technologies, SIPCOT IT Park, Pudupakam, Kanchipuram, Tamil Nadu Pincode: 603103 | TL/MD/2025/000001 | 13-Feb-2025 | ELECTRONICS- MEE Basic Safety and Essential Performance of Medical Electrical Equipment Humidity Preconditioning treatment Cl.5.7 of IS 13450 (Part 1) 2018 IEC60601-1 2012 | Class D
ELETTRA TECH PRIVATE LIMITED Ground Floor, A-38, IKAS Technologies Complex, 2nd Cross street, Newgen Software Technologies, SIPCOT IT Park, Pudupakam, Kanchipuram, Tamil Nadu Pincode: 603103 | TL/MD/2025/000001 | 13-Feb-2025 | ELECTRONICS- MEE Basic Safety and Essential Performance of Medical Electrical Equipment Impact test Cl.15.3.3 of IEC 60601-1 2005 AMD1 201 2 AMD2 2020 | Class D
ELETTRA TECH PRIVATE LIMITED Ground Floor, A-38, IKAS Technologies Complex, 2nd Cross street, Newgen Software Technologies, SIPCOT IT Park, Pudupakam, Kanchipuram, Tamil Nadu Pincode: 603103 | TL/MD/2025/000001 | 13-Feb-2025 | ELECTRONICS- MEE Basic Safety and Essential Performance of Medical Electrical Equipment Impact test Cl.15.3.3 of IS 13450 (Part 1) 2018 IEC 60601-1 2012 | Class D
ELETTRA TECH PRIVATE LIMITED Ground Floor, A-38, IKAS Technologies Complex, 2nd Cross street, Newgen Software Technologies, SIPCOT IT Park, Pudupakam, Kanchipuram, Tamil Nadu Pincode: 603103 | TL/MD/2025/000001 | 13-Feb-2025 | ELECTRONICS- MEE Basic Safety and Essential Performance of Medical Electrical Equipment Impairment of cooling that could result in a HAZARD Cl.13.2.7 of IEC 60601-1 2005 AMD1 201 2 AMD2 2020 | Class D
ELETTRA TECH PRIVATE LIMITED Ground Floor, A-38, IKAS Technologies Complex, 2nd Cross street, Newgen Software Technologies, SIPCOT IT Park, Pudupakam, Kanchipuram, Tamil Nadu Pincode: 603103 | TL/MD/2025/000001 | 13-Feb-2025 | ELECTRONICS- MEE Basic Safety and Essential Performance of Medical Electrical Equipment Impairment of cooling that could result in a HAZARD Cl.13.2.7 of IS 13450 (Part 1) 2018 IEC 60601-1 2012 | Class D
ELETTRA TECH PRIVATE LIMITED Ground Floor, A-38, IKAS Technologies Complex, 2nd Cross street, Newgen Software Technologies, SIPCOT IT Park, Pudupakam, Kanchipuram, Tamil Nadu Pincode: 603103 | TL/MD/2025/000001 | 13-Feb-2025 | ELECTRONICS- MEE Basic Safety and Essential Performance of Medical Electrical Equipment Incorrect Output Cl.12.4.4 IS 13450 (Part 1) 2018 IEC 60601-1 2012 | Class D
ELETTRA TECH PRIVATE LIMITED Ground Floor, A-38, IKAS Technologies Complex, 2nd Cross street, Newgen Software Technologies, SIPCOT IT Park, Pudupakam, Kanchipuram, Tamil Nadu Pincode: 603103 | TL/MD/2025/000001 | 13-Feb-2025 | ELECTRONICS- MEE Basic Safety and Essential Performance of Medical Electrical Equipment Incorrect Output Cl.12.4.4 of IEC 60601-1 2005 AMD1 201 2 AMD2 2020 | Class D
ELETTRA TECH PRIVATE LIMITED Ground Floor, A-38, IKAS Technologies Complex, 2nd Cross street, Newgen Software Technologies, SIPCOT IT Park, Pudupakam, Kanchipuram, Tamil Nadu Pincode: 603103 | TL/MD/2025/000001 | 13-Feb-2025 | ELECTRONICS- MEE Basic Safety and Essential Performance of Medical Electrical Equipment Indication of parameters relevant to safety Cl.12.4.2 of IEC 60601-1 2005 AMD1 201 2 AMD2 2020 | Class D
ELETTRA TECH PRIVATE LIMITED Ground Floor, A-38, IKAS Technologies Complex, 2nd Cross street, Newgen Software Technologies, SIPCOT IT Park, Pudupakam, Kanchipuram, Tamil Nadu Pincode: 603103 | TL/MD/2025/000001 | 13-Feb-2025 | ELECTRONICS- MEE Basic Safety and Essential Performance of Medical Electrical Equipment Indication of parameters relevant to safety Cl.12.4.2 of IS 13450 (Part 1) 2018 IEC 60601-1 2012 | Class D
ELETTRA TECH PRIVATE LIMITED Ground Floor, A-38, IKAS Technologies Complex, 2nd Cross street, Newgen Software Technologies, SIPCOT IT Park, Pudupakam, Kanchipuram, Tamil Nadu Pincode: 603103 | TL/MD/2025/000001 | 13-Feb-2025 | ELECTRONICS- MEE Basic Safety and Essential Performance of Medical Electrical Equipment Instability Excluding transport Position Cl.9.4.2.2 of IEC 60601-1 2005 AMD1 201 2 AMD2 2020 | Class D
ELETTRA TECH PRIVATE LIMITED Ground Floor, A-38, IKAS Technologies Complex, 2nd Cross street, Newgen Software Technologies, SIPCOT IT Park, Pudupakam, Kanchipuram, Tamil Nadu Pincode: 603103 | TL/MD/2025/000001 | 13-Feb-2025 | ELECTRONICS- MEE Basic Safety and Essential Performance of Medical Electrical Equipment Instability Excluding transport Position Cl.9.4.2.2 of IS 13450 (Part 1) 2018 IEC 60601-1 2012 | Class D
ELETTRA TECH PRIVATE LIMITED Ground Floor, A-38, IKAS Technologies Complex, 2nd Cross street, Newgen Software Technologies, SIPCOT IT Park, Pudupakam, Kanchipuram, Tamil Nadu Pincode: 603103 | TL/MD/2025/000001 | 13-Feb-2025 | ELECTRONICS- MEE Basic Safety and Essential Performance of Medical Electrical Equipment Instability from horizontal and Vertical Forces Cl.9.4.2.3 IS 13450 (Part 1) 2018 IEC 60601-1 2012 | Class D
ELETTRA TECH PRIVATE LIMITED Ground Floor, A-38, IKAS Technologies Complex, 2nd Cross street, Newgen Software Technologies, SIPCOT IT Park, Pudupakam, Kanchipuram, Tamil Nadu Pincode: 603103 | TL/MD/2025/000001 | 13-Feb-2025 | ELECTRONICS- MEE Basic Safety and Essential Performance of Medical Electrical Equipment Instability from horizontal and Vertical Forces Cl.9.4.2.3 of IEC 60601-1 2005 AMD1 201 2 AMD2 2020 | Class D
ELETTRA TECH PRIVATE LIMITED Ground Floor, A-38, IKAS Technologies Complex, 2nd Cross street, Newgen Software Technologies, SIPCOT IT Park, Pudupakam, Kanchipuram, Tamil Nadu Pincode: 603103 | TL/MD/2025/000001 | 13-Feb-2025 | ELECTRONICS- MEE Basic Safety and Essential Performance of Medical Electrical Equipment Instability in transport Position Cl.9.4.2.1 of IEC 60601-1 2005 AMD1 201 2 AMD2 2020 | Class D
ELETTRA TECH PRIVATE LIMITED Ground Floor, A-38, IKAS Technologies Complex, 2nd Cross street, Newgen Software Technologies, SIPCOT IT Park, Pudupakam, Kanchipuram, Tamil Nadu Pincode: 603103 | TL/MD/2025/000001 | 13-Feb-2025 | ELECTRONICS- MEE Basic Safety and Essential Performance of Medical Electrical Equipment Instability in transport Position Cl.9.4.2.1 of IS 13450 (Part 1) 2018 IEC 60601-1 2012 | Class D
ELETTRA TECH PRIVATE LIMITED Ground Floor, A-38, IKAS Technologies Complex, 2nd Cross street, Newgen Software Technologies, SIPCOT IT Park, Pudupakam, Kanchipuram, Tamil Nadu Pincode: 603103 | TL/MD/2025/000001 | 13-Feb-2025 | ELECTRONICS- MEE Basic Safety and Essential Performance of Medical Electrical Equipment Instability in transport Position Cl.9.4.3.1 of IS 13450 (Part 1) 2018 IEC 60601-1 2012 | Class D
ELETTRA TECH PRIVATE LIMITED Ground Floor, A-38, IKAS Technologies Complex, 2nd Cross street, Newgen Software Technologies, SIPCOT IT Park, Pudupakam, Kanchipuram, Tamil Nadu Pincode: 603103 | TL/MD/2025/000001 | 13-Feb-2025 | ELECTRONICS- MEE Basic Safety and Essential Performance of Medical Electrical Equipment Insulation Cl.8.8 of IEC 60601-1 2005 AMD1 2012 AMD2 2020 | Class D
ELETTRA TECH PRIVATE LIMITED Ground Floor, A-38, IKAS Technologies Complex, 2nd Cross street, Newgen Software Technologies, SIPCOT IT Park, Pudupakam, Kanchipuram, Tamil Nadu Pincode: 603103 | TL/MD/2025/000001 | 13-Feb-2025 | ELECTRONICS- MEE Basic Safety and Essential Performance of Medical Electrical Equipment Insulation Cl.8.8 of IS 13450 (Part 1) 2018 IEC 60601-1 2012 | Class D
ELETTRA TECH PRIVATE LIMITED Ground Floor, A-38, IKAS Technologies Complex, 2nd Cross street, Newgen Software Technologies, SIPCOT IT Park, Pudupakam, Kanchipuram, Tamil Nadu Pincode: 603103 | TL/MD/2025/000001 | 13-Feb-2025 | ELECTRONICS- MEE Basic Safety and Essential Performance of Medical Electrical Equipment Intentional exceeding of safety limits Cl.12.4.1 of IEC 60601-1 2005 AMD1 2012 AMD2 2020 | Class D
ELETTRA TECH PRIVATE LIMITED Ground Floor, A-38, IKAS Technologies Complex, 2nd Cross street, Newgen Software Technologies, SIPCOT IT Park, Pudupakam, Kanchipuram, Tamil Nadu Pincode: 603103 | TL/MD/2025/000001 | 13-Feb-2025 | ELECTRONICS- MEE Basic Safety and Essential Performance of Medical Electrical Equipment Intentional exceeding of safety limits Cl.12.4.1 of IS 13450 (Part 1) 2018 IEC 60601-1 2012 | Class D
ELETTRA TECH PRIVATE LIMITED Ground Floor, A-38, IKAS Technologies Complex, 2nd Cross street, Newgen Software Technologies, SIPCOT IT Park, Pudupakam, Kanchipuram, Tamil Nadu Pincode: 603103 | TL/MD/2025/000001 | 13-Feb-2025 | ELECTRONICS- MEE Basic Safety and Essential Performance of Medical Electrical Equipment Interruption and short circuiting of motor capacitors Cl.13.2.9 of IEC 60601-1 2005 AMD1 2012 AMD2 2020 | Class D
ELETTRA TECH PRIVATE LIMITED Ground Floor, A-38, IKAS Technologies Complex, 2nd Cross street, Newgen Software Technologies, SIPCOT IT Park, Pudupakam, Kanchipuram, Tamil Nadu Pincode: 603103 | TL/MD/2025/000001 | 13-Feb-2025 | ELECTRONICS- MEE Basic Safety and Essential Performance of Medical Electrical Equipment Interruption and short circuiting of motor capacitors Cl.13.2.9 of IS 13450 (Part 1) 2018 IEC 60601-1 2012 | Class D
ELETTRA TECH PRIVATE LIMITED Ground Floor, A-38, IKAS Technologies Complex, 2nd Cross street, Newgen Software Technologies, SIPCOT IT Park, Pudupakam, Kanchipuram, Tamil Nadu Pincode: 603103 | TL/MD/2025/000001 | 13-Feb-2025 | ELECTRONICS- MEE Basic Safety and Essential Performance of Medical Electrical Equipment Interruption of the power supply mains to ME Equipment Cl.11.8 of IEC 60601-1 2005 AMD1 2012 AMD2 2020 | Class D
ELETTRA TECH PRIVATE LIMITED Ground Floor, A-38, IKAS Technologies Complex, 2nd Cross street, Newgen Software Technologies, SIPCOT IT Park, Pudupakam, Kanchipuram, Tamil Nadu Pincode: 603103 | TL/MD/2025/000001 | 13-Feb-2025 | ELECTRONICS- MEE Basic Safety and Essential Performance of Medical Electrical Equipment Interruption of the power supply mains to ME Equipment Cl.11.8 of IS 13450 (Part 1) 2018 IEC 60601-1 2012 | Class D
ELETTRA TECH PRIVATE LIMITED Ground Floor, A-38, IKAS Technologies Complex, 2nd Cross street, Newgen Software Technologies, SIPCOT IT Park, Pudupakam, Kanchipuram, Tamil Nadu Pincode: 603103 | TL/MD/2025/000001 | 13-Feb-2025 | ELECTRONICS- MEE Basic Safety and Essential Performance of Medical Electrical Equipment Leakage Currents and patient auxiliary currents Cl.8.7 of IEC 60601-1 2005 AMD1 2012 AMD2 2020 | Class D
ELETTRA TECH PRIVATE LIMITED Ground Floor, A-38, IKAS Technologies Complex, 2nd Cross street, Newgen Software Technologies, SIPCOT IT Park, Pudupakam, Kanchipuram, Tamil Nadu Pincode: 603103 | TL/MD/2025/000001 | 13-Feb-2025 | ELECTRONICS- MEE Basic Safety and Essential Performance of Medical Electrical Equipment Leakage Currents and patient auxiliary currents Cl.8.7 of IS 13450 (Part 1) 2018 IEC 60601-1 2012 | Class D
ELETTRA TECH PRIVATE LIMITED Ground Floor, A-38, IKAS Technologies Complex, 2nd Cross street, Newgen Software Technologies, SIPCOT IT Park, Pudupakam, Kanchipuram, Tamil Nadu Pincode: 603103 | TL/MD/2025/000001 | 13-Feb-2025 | ELECTRONICS- MEE Basic Safety and Essential Performance of Medical Electrical Equipment Leakage of Liquid Cl.13.2.6 of IEC 60601-1 2005 AMD1 2012 AMD2 2020 | Class D
ELETTRA TECH PRIVATE LIMITED Ground Floor, A-38, IKAS Technologies Complex, 2nd Cross street, Newgen Software Technologies, SIPCOT IT Park, Pudupakam, Kanchipuram, Tamil Nadu Pincode: 603103 | TL/MD/2025/000001 | 13-Feb-2025 | ELECTRONICS- MEE Basic Safety and Essential Performance of Medical Electrical Equipment Leakage of Liquid Cl.13.2.6 of IS 13450 (Part 1) 2018 IEC 60601-1 2012 | Class D
ELETTRA TECH PRIVATE LIMITED Ground Floor, A-38, IKAS Technologies Complex, 2nd Cross street, Newgen Software Technologies, SIPCOT IT Park, Pudupakam, Kanchipuram, Tamil Nadu Pincode: 603103 | TL/MD/2025/000001 | 13-Feb-2025 | ELECTRONICS- MEE Basic Safety and Essential Performance of Medical Electrical Equipment Legibility of markings Cl.7.1.3 of IEC 60601-1 2005 AMD1 2012 AMD2 2020 | Class D
ELETTRA TECH PRIVATE LIMITED Ground Floor, A-38, IKAS Technologies Complex, 2nd Cross street, Newgen Software Technologies, SIPCOT IT Park, Pudupakam, Kanchipuram, Tamil Nadu Pincode: 603103 | TL/MD/2025/000001 | 13-Feb-2025 | ELECTRONICS- MEE Basic Safety and Essential Performance of Medical Electrical Equipment Legibility of markings Cl.7.1.3 of IS 13450 (Part 1) 2018 IEC 60601-1 2012 | Class D
ELETTRA TECH PRIVATE LIMITED Ground Floor, A-38, IKAS Technologies Complex, 2nd Cross street, Newgen Software Technologies, SIPCOT IT Park, Pudupakam, Kanchipuram, Tamil Nadu Pincode: 603103 | TL/MD/2025/000001 | 13-Feb-2025 | ELECTRONICS- MEE Basic Safety and Essential Performance of Medical Electrical Equipment Limitations Voltage and energy Cl.8.4 of IEC 60601-1 2005 AMD1 2012 AMD2 2020 | Class D
ELETTRA TECH PRIVATE LIMITED Ground Floor, A-38, IKAS Technologies Complex, 2nd Cross street, Newgen Software Technologies, SIPCOT IT Park, Pudupakam, Kanchipuram, Tamil Nadu Pincode: 603103 | TL/MD/2025/000001 | 13-Feb-2025 | ELECTRONICS- MEE Basic Safety and Essential Performance of Medical Electrical Equipment Limitations Voltage and energy Cl.8.4 of IS 13450 (Part 1) 2018 IEC 60601-1 2012 | Class D
ELETTRA TECH PRIVATE LIMITED Ground Floor, A-38, IKAS Technologies Complex, 2nd Cross street, Newgen Software Technologies, SIPCOT IT Park, Pudupakam, Kanchipuram, Tamil Nadu Pincode: 603103 | TL/MD/2025/000001 | 13-Feb-2025 | ELECTRONICS- MEE Basic Safety and Essential Performance of Medical Electrical Equipment Locking of moving parts Cl.13.2.8 of IEC 60601-1 2005 AMD1 2012 AMD2 2020 | Class D
ELETTRA TECH PRIVATE LIMITED Ground Floor, A-38, IKAS Technologies Complex, 2nd Cross street, Newgen Software Technologies, SIPCOT IT Park, Pudupakam, Kanchipuram, Tamil Nadu Pincode: 603103 | TL/MD/2025/000001 | 13-Feb-2025 | ELECTRONICS- MEE Basic Safety and Essential Performance of Medical Electrical Equipment Locking of moving parts Cl.13.2.8 of IS 13450 (Part 1) 2018 IEC 60601-1 2012 | Class D
ELETTRA TECH PRIVATE LIMITED Ground Floor, A-38, IKAS Technologies Complex, 2nd Cross street, Newgen Software Technologies, SIPCOT IT Park, Pudupakam, Kanchipuram, Tamil Nadu Pincode: 603103 | TL/MD/2025/000001 | 13-Feb-2025 | ELECTRONICS- MEE Basic Safety and Essential Performance of Medical Electrical Equipment MAINS PARTS, Components and layout Cl.8.11 of IEC 60601-1 2005 AMD1 2012 AMD2 2020 | Class D
ELETTRA TECH PRIVATE LIMITED Ground Floor, A-38, IKAS Technologies Complex, 2nd Cross street, Newgen Software Technologies, SIPCOT IT Park, Pudupakam, Kanchipuram, Tamil Nadu Pincode: 603103 | TL/MD/2025/000001 | 13-Feb-2025 | ELECTRONICS- MEE Basic Safety and Essential Performance of Medical Electrical Equipment MAINS PARTS, Components and layout Cl.8.11 of IS 13450 (Part 1) 2018 IEC 60601-1 2012 | Class D
ELETTRA TECH PRIVATE LIMITED Ground Floor, A-38, IKAS Technologies Complex, 2nd Cross street, Newgen Software Technologies, SIPCOT IT Park, Pudupakam, Kanchipuram, Tamil Nadu Pincode: 603103 | TL/MD/2025/000001 | 13-Feb-2025 | ELECTRONICS- MEE Basic Safety and Essential Performance of Medical Electrical Equipment Mains supply transformers Cl.15.5 of IEC 60601-1 2005 AMD1 2012 AMD2 2020 | Class D
ELETTRA TECH PRIVATE LIMITED Ground Floor, A-38, IKAS Technologies Complex, 2nd Cross street, Newgen Software Technologies, SIPCOT IT Park, Pudupakam, Kanchipuram, Tamil Nadu Pincode: 603103 | TL/MD/2025/000001 | 13-Feb-2025 | ELECTRONICS- MEE Basic Safety and Essential Performance of Medical Electrical Equipment Mains supply transformers Cl.15.5 of IS 13450 (Part 1) 2018 IEC 60601-1 2012 | Class D
ELETTRA TECH PRIVATE LIMITED Ground Floor, A-38, IKAS Technologies Complex, 2nd Cross street, Newgen Software Technologies, SIPCOT IT Park, Pudupakam, Kanchipuram, Tamil Nadu Pincode: 603103 | TL/MD/2025/000001 | 13-Feb-2025 | ELECTRONICS- MEE Basic Safety and Essential Performance of Medical Electrical Equipment Mechanical Hazard associated with moving parts Cl.9.2 of IEC 60601-1 2005 AMD1 2012 AMD2 2020 | Class D
ELETTRA TECH PRIVATE LIMITED Ground Floor, A-38, IKAS Technologies Complex, 2nd Cross street, Newgen Software Technologies, SIPCOT IT Park, Pudupakam, Kanchipuram, Tamil Nadu Pincode: 603103 | TL/MD/2025/000001 | 13-Feb-2025 | ELECTRONICS- MEE Basic Safety and Essential Performance of Medical Electrical Equipment Mechanical Hazard associated with moving parts Cl.9.2 of IS 13450 (Part 1) 2018 IEC 60601-1 2012 | Class D
ELETTRA TECH PRIVATE LIMITED Ground Floor, A-38, IKAS Technologies Complex, 2nd Cross street, Newgen Software Technologies, SIPCOT IT Park, Pudupakam, Kanchipuram, Tamil Nadu Pincode: 603103 | TL/MD/2025/000001 | 13-Feb-2025 | ELECTRONICS- MEE Basic Safety and Essential Performance of Medical Electrical Equipment Mechanical Hazards of ME Equipment Cl.9.1 of IEC 60601-1 2005 AMD1 2012 AMD2 2020 | Class D
ELETTRA TECH PRIVATE LIMITED Ground Floor, A-38, IKAS Technologies Complex, 2nd Cross street, Newgen Software Technologies, SIPCOT IT Park, Pudupakam, Kanchipuram, Tamil Nadu Pincode: 603103 | TL/MD/2025/000001 | 13-Feb-2025 | ELECTRONICS- MEE Basic Safety and Essential Performance of Medical Electrical Equipment Mechanical Hazards of ME Equipment Cl.9.1 of IS 13450 (Part 1) 2018 IEC 60601-1 2012 | Class D
ELETTRA TECH PRIVATE LIMITED Ground Floor, A-38, IKAS Technologies Complex, 2nd Cross street, Newgen Software Technologies, SIPCOT IT Park, Pudupakam, Kanchipuram, Tamil Nadu Pincode: 603103 | TL/MD/2025/000001 | 13-Feb-2025 | ELECTRONICS- MEE Basic Safety and Essential Performance of Medical Electrical Equipment Mechanical Strength and resistance to heat Cl.8.8.4.1 of IEC 60601-1 2005 AMD1 2012 AMD2 2020 | Class D
ELETTRA TECH PRIVATE LIMITED Ground Floor, A-38, IKAS Technologies Complex, 2nd Cross street, Newgen Software Technologies, SIPCOT IT Park, Pudupakam, Kanchipuram, Tamil Nadu Pincode: 603103 | TL/MD/2025/000001 | 13-Feb-2025 | ELECTRONICS- MEE Basic Safety and Essential Performance of Medical Electrical Equipment Mechanical Strength and resistance to heat Cl.8.8.4.1 of IS 13450 (Part 1) 2018 IEC 60601-1 2012 | Class D
ELETTRA TECH PRIVATE LIMITED Ground Floor, A-38, IKAS Technologies Complex, 2nd Cross street, Newgen Software Technologies, SIPCOT IT Park, Pudupakam, Kanchipuram, Tamil Nadu Pincode: 603103 | TL/MD/2025/000001 | 13-Feb-2025 | ELECTRONICS- MEE Basic Safety and Essential Performance of Medical Electrical Equipment Mechanical Strength Cl.15.3 of IEC 60601-1 2005 AMD1 2012 AMD2 2020 | Class D
ELETTRA TECH PRIVATE LIMITED Ground Floor, A-38, IKAS Technologies Complex, 2nd Cross street, Newgen Software Technologies, SIPCOT IT Park, Pudupakam, Kanchipuram, Tamil Nadu Pincode: 603103 | TL/MD/2025/000001 | 13-Feb-2025 | ELECTRONICS- MEE Basic Safety and Essential Performance of Medical Electrical Equipment Mechanical Strength Cl.15.3 of IS 13450 (Part 1) 2018 IEC 60601-1 2012 | Class D
ELETTRA TECH PRIVATE LIMITED Ground Floor, A-38, IKAS Technologies Complex, 2nd Cross street, Newgen Software Technologies, SIPCOT IT Park, Pudupakam, Kanchipuram, Tamil Nadu Pincode: 603103 | TL/MD/2025/000001 | 13-Feb-2025 | ELECTRONICS- MEE Basic Safety and Essential Performance of Medical Electrical Equipment ME equipment identification, marking and documents Cl.7.0 of IS 13450 (Part 1) 2018 IEC 60601-1 2012 | Class D
ELETTRA TECH PRIVATE LIMITED Ground Floor, A-38, IKAS Technologies Complex, 2nd Cross street, Newgen Software Technologies, SIPCOT IT Park, Pudupakam, Kanchipuram, Tamil Nadu Pincode: 603103 | TL/MD/2025/000001 | 13-Feb-2025 | ELECTRONICS- MEE Basic Safety and Essential Performance of Medical Electrical Equipment ME EQUIPMENT or ME SYSTEM Parts that contact the PATIENT Cl.4.7 of IEC 60601-1 2005 AMD1 2012 AMD2 2020 | Class D
ELETTRA TECH PRIVATE LIMITED Ground Floor, A-38, IKAS Technologies Complex, 2nd Cross street, Newgen Software Technologies, SIPCOT IT Park, Pudupakam, Kanchipuram, Tamil Nadu Pincode: 603103 | TL/MD/2025/000001 | 13-Feb-2025 | ELECTRONICS- MEE Basic Safety and Essential Performance of Medical Electrical Equipment ME EQUIPMENT or ME SYSTEM Parts that contact the PATIENT Cl.4.7 of IS 13450 (Part 1) 2018 IEC 60601-1 2012 | Class D
ELETTRA TECH PRIVATE LIMITED Ground Floor, A-38, IKAS Technologies Complex, 2nd Cross street, Newgen Software Technologies, SIPCOT IT Park, Pudupakam, Kanchipuram, Tamil Nadu Pincode: 603103 | TL/MD/2025/000001 | 13-Feb-2025 | ELECTRONICS- MEE Basic Safety and Essential Performance of Medical Electrical Equipment ME SYSTEMS Cl.16 of IEC 60601-1 2005 AMD1 2012 AMD2 2020 | Class D
ELETTRA TECH PRIVATE LIMITED Ground Floor, A-38, IKAS Technologies Complex, 2nd Cross street, Newgen Software Technologies, SIPCOT IT Park, Pudupakam, Kanchipuram, Tamil Nadu Pincode: 603103 | TL/MD/2025/000001 | 13-Feb-2025 | ELECTRONICS- MEE Basic Safety and Essential Performance of Medical Electrical Equipment ME SYSTEMS Cl.16 of IS 13450 (Part 1) 2018 IEC 60601-1 2012 | Class D
ELETTRA TECH PRIVATE LIMITED Ground Floor, A-38, IKAS Technologies Complex, 2nd Cross street, Newgen Software Technologies, SIPCOT IT Park, Pudupakam, Kanchipuram, Tamil Nadu Pincode: 603103 | TL/MD/2025/000001 | 13-Feb-2025 | ELECTRONICS- MEE Basic Safety and Essential Performance of Medical Electrical Equipment Mode of operation Cl.6.6 of IEC 60601-1 2005 AMD1 2012 AMD2 2020 | Class D
ELETTRA TECH PRIVATE LIMITED Ground Floor, A-38, IKAS Technologies Complex, 2nd Cross street, Newgen Software Technologies, SIPCOT IT Park, Pudupakam, Kanchipuram, Tamil Nadu Pincode: 603103 | TL/MD/2025/000001 | 13-Feb-2025 | ELECTRONICS- MEE Basic Safety and Essential Performance of Medical Electrical Equipment Mode of operation Cl.6.6 of IS 13450 (Part 1) 2018 IEC 60601-1 2012 | Class D
ELETTRA TECH PRIVATE LIMITED Ground Floor, A-38, IKAS Technologies Complex, 2nd Cross street, Newgen Software Technologies, SIPCOT IT Park, Pudupakam, Kanchipuram, Tamil Nadu Pincode: 603103 | TL/MD/2025/000001 | 13-Feb-2025 | ELECTRONICS- MEE Basic Safety and Essential Performance of Medical Electrical Equipment Mould Stress Relief test Cl.15.3.6 of IEC 60601-1 2005 AMD1 2012 AMD2 2020 | Class D
ELETTRA TECH PRIVATE LIMITED Ground Floor, A-38, IKAS Technologies Complex, 2nd Cross street, Newgen Software Technologies, SIPCOT IT Park, Pudupakam, Kanchipuram, Tamil Nadu Pincode: 603103 | TL/MD/2025/000001 | 13-Feb-2025 | ELECTRONICS- MEE Basic Safety and Essential Performance of Medical Electrical Equipment Mould Stress Relief test Cl.15.3.6 of IS 13450 (Part 1) 2018 IEC 60601-1 2012 | Class D
ELETTRA TECH PRIVATE LIMITED Ground Floor, A-38, IKAS Technologies Complex, 2nd Cross street, Newgen Software Technologies, SIPCOT IT Park, Pudupakam, Kanchipuram, Tamil Nadu Pincode: 603103 | TL/MD/2025/000001 | 13-Feb-2025 | ELECTRONICS- MEE Basic Safety and Essential Performance of Medical Electrical Equipment Movement over a threshold Cl.9.4.2.4.3 of IEC 60601-1 2005 AMD1 2012 AMD2 2020 | Class D
ELETTRA TECH PRIVATE LIMITED Ground Floor, A-38, IKAS Technologies Complex, 2nd Cross street, Newgen Software Technologies, SIPCOT IT Park, Pudupakam, Kanchipuram, Tamil Nadu Pincode: 603103 | TL/MD/2025/000001 | 13-Feb-2025 | ELECTRONICS- MEE Basic Safety and Essential Performance of Medical Electrical Equipment Movement over a threshold Cl.9.4.2.4.3 of IS 13450 (Part 1) 2018 IEC 60601-1 2012 | Class D
ELETTRA TECH PRIVATE LIMITED Ground Floor, A-38, IKAS Technologies Complex, 2nd Cross street, Newgen Software Technologies, SIPCOT IT Park, Pudupakam, Kanchipuram, Tamil Nadu Pincode: 603103 | TL/MD/2025/000001 | 13-Feb-2025 | ELECTRONICS- MEE Basic Safety and Essential Performance of Medical Electrical Equipment Overheating of transformers in ME EQUIPMENT Cl.13.2.3 of IEC 60601-1 2005 AMD1 2012 AMD2 2020 | Class D
ELETTRA TECH PRIVATE LIMITED Ground Floor, A-38, IKAS Technologies Complex, 2nd Cross street, Newgen Software Technologies, SIPCOT IT Park, Pudupakam, Kanchipuram, Tamil Nadu Pincode: 603103 | TL/MD/2025/000001 | 13-Feb-2025 | ELECTRONICS- MEE Basic Safety and Essential Performance of Medical Electrical Equipment Overheating of transformers in ME EQUIPMENT Cl.13.2.3 of IS 13450 (Part 1) 2018 IEC 60601-1 2012 | Class D
ELETTRA TECH PRIVATE LIMITED Ground Floor, A-38, IKAS Technologies Complex, 2nd Cross street, Newgen Software Technologies, SIPCOT IT Park, Pudupakam, Kanchipuram, Tamil Nadu Pincode: 603103 | TL/MD/2025/000001 | 13-Feb-2025 | ELECTRONICS- MEE Basic Safety and Essential Performance of Medical Electrical Equipment Power input Cl.4.11 of IEC 60601-1 2005 AMD1 2012 AMD2 2020 | Class D
ELETTRA TECH PRIVATE LIMITED Ground Floor, A-38, IKAS Technologies Complex, 2nd Cross street, Newgen Software Technologies, SIPCOT IT Park, Pudupakam, Kanchipuram, Tamil Nadu Pincode: 603103 | TL/MD/2025/000001 | 13-Feb-2025 | ELECTRONICS- MEE Basic Safety and Essential Performance of Medical Electrical Equipment Power input Cl.4.11 of IS 13450 (Part 1) 2018 IEC 60601-1 2012 | Class D
ELETTRA TECH PRIVATE LIMITED Ground Floor, A-38, IKAS Technologies Complex, 2nd Cross street, Newgen Software Technologies, SIPCOT IT Park, Pudupakam, Kanchipuram, Tamil Nadu Pincode: 603103 | TL/MD/2025/000001 | 13-Feb-2025 | ELECTRONICS- MEE Basic Safety and Essential Performance of Medical Electrical Equipment Push Test Cl.15.3.2 of IEC 60601-1 2005 AMD1 2012 AMD2 2020 | Class D
ELETTRA TECH PRIVATE LIMITED Ground Floor, A-38, IKAS Technologies Complex, 2nd Cross street, Newgen Software Technologies, SIPCOT IT Park, Pudupakam, Kanchipuram, Tamil Nadu Pincode: 603103 | TL/MD/2025/000001 | 13-Feb-2025 | ELECTRONICS- MEE Basic Safety and Essential Performance of Medical Electrical Equipment Push Test Cl.15.3.2 of IS 13450 (Part 1) 2018 IEC 60601-1 2012 | Class D
ELETTRA TECH PRIVATE LIMITED Ground Floor, A-38, IKAS Technologies Complex, 2nd Cross street, Newgen Software Technologies, SIPCOT IT Park, Pudupakam, Kanchipuram, Tamil Nadu Pincode: 603103 | TL/MD/2025/000001 | 13-Feb-2025 | ELECTRONICS- MEE Basic Safety and Essential Performance of Medical Electrical Equipment Radiotherapy equipment Cl.12.4.5.3 of IEC 60601-1 2005 AMD1 2012 AMD2 2020 | Class D
ELETTRA TECH PRIVATE LIMITED Ground Floor, A-38, IKAS Technologies Complex, 2nd Cross street, Newgen Software Technologies, SIPCOT IT Park, Pudupakam, Kanchipuram, Tamil Nadu Pincode: 603103 | TL/MD/2025/000001 | 13-Feb-2025 | ELECTRONICS- MEE Basic Safety and Essential Performance of Medical Electrical Equipment Radiotherapy equipment Cl.12.4.5.3 of IS 13450 (Part 1) 2018 IEC 60601-1 2012 | Class D
ELETTRA TECH PRIVATE LIMITED Ground Floor, A-38, IKAS Technologies Complex, 2nd Cross street, Newgen Software Technologies, SIPCOT IT Park, Pudupakam, Kanchipuram, Tamil Nadu Pincode: 603103 | TL/MD/2025/000001 | 13-Feb-2025 | ELECTRONICS- MEE Basic Safety and Essential Performance of Medical Electrical Equipment Requirements related to Power Sources Cl.8.2 of IEC 60601-1 2005 AMD1 2012 AMD2 2020 | Class D
ELETTRA TECH PRIVATE LIMITED Ground Floor, A-38, IKAS Technologies Complex, 2nd Cross street, Newgen Software Technologies, SIPCOT IT Park, Pudupakam, Kanchipuram, Tamil Nadu Pincode: 603103 | TL/MD/2025/000001 | 13-Feb-2025 | ELECTRONICS- MEE Basic Safety and Essential Performance of Medical Electrical Equipment Requirements related to Power Sources Cl.8.2 of IS 13450 (Part 1) 2018 IEC 60601-1 2012 | Class D
ELETTRA TECH PRIVATE LIMITED Ground Floor, A-38, IKAS Technologies Complex, 2nd Cross street, Newgen Software Technologies, SIPCOT IT Park, Pudupakam, Kanchipuram, Tamil Nadu Pincode: 603103 | TL/MD/2025/000001 | 13-Feb-2025 | ELECTRONICS- MEE Basic Safety and Essential Performance of Medical Electrical Equipment Rough Handling test Cl.15.3.5 of IEC 60601-1 2005 AMD1 2012 AMD2 2020 | Class D
ELETTRA TECH PRIVATE LIMITED Ground Floor, A-38, IKAS Technologies Complex, 2nd Cross street, Newgen Software Technologies, SIPCOT IT Park, Pudupakam, Kanchipuram, Tamil Nadu Pincode: 603103 | TL/MD/2025/000001 | 13-Feb-2025 | ELECTRONICS- MEE Basic Safety and Essential Performance of Medical Electrical Equipment Rough Handling test Cl.15.3.5 of IS 13450 (Part 1) 2018 IEC 60601-1 2012 | Class D
ELETTRA TECH PRIVATE LIMITED Ground Floor, A-38, IKAS Technologies Complex, 2nd Cross street, Newgen Software Technologies, SIPCOT IT Park, Pudupakam, Kanchipuram, Tamil Nadu Pincode: 603103 | TL/MD/2025/000001 | 13-Feb-2025 | ELECTRONICS- MEE Basic Safety and Essential Performance of Medical Electrical Equipment Separation of Parts Cl.8.5 IEC 60601-1 2005 AMD1 2012 AMD2 2020 | Class D
ELETTRA TECH PRIVATE LIMITED Ground Floor, A-38, IKAS Technologies Complex, 2nd Cross street, Newgen Software Technologies, SIPCOT IT Park, Pudupakam, Kanchipuram, Tamil Nadu Pincode: 603103 | TL/MD/2025/000001 | 13-Feb-2025 | ELECTRONICS- MEE Basic Safety and Essential Performance of Medical Electrical Equipment Separation of Parts Cl.8.5 of IS 13450 (Part 1) 2018 IEC 60601-1 2012 | Class D
ELETTRA TECH PRIVATE LIMITED Ground Floor, A-38, IKAS Technologies Complex, 2nd Cross street, Newgen Software Technologies, SIPCOT IT Park, Pudupakam, Kanchipuram, Tamil Nadu Pincode: 603103 | TL/MD/2025/000001 | 13-Feb-2025 | ELECTRONICS- MEE Basic Safety and Essential Performance of Medical Electrical Equipment Serviceability Cl.15.2 of IEC 60601-1 2005 AMD1 2012 AMD2 2020 | Class D
ELETTRA TECH PRIVATE LIMITED Ground Floor, A-38, IKAS Technologies Complex, 2nd Cross street, Newgen Software Technologies, SIPCOT IT Park, Pudupakam, Kanchipuram, Tamil Nadu Pincode: 603103 | TL/MD/2025/000001 | 13-Feb-2025 | ELECTRONICS- MEE Basic Safety and Essential Performance of Medical Electrical Equipment Serviceability Cl.15.2 of IS 13450 (Part 1) 2018 IEC 60601-1 2012 | Class D
ELETTRA TECH PRIVATE LIMITED Ground Floor, A-38, IKAS Technologies Complex, 2nd Cross street, Newgen Software Technologies, SIPCOT IT Park, Pudupakam, Kanchipuram, Tamil Nadu Pincode: 603103 | TL/MD/2025/000001 | 13-Feb-2025 | ELECTRONICS- MEE Basic Safety and Essential Performance of Medical Electrical Equipment SINGLE FAULT CONDITION for ME EQUIPMENT Cl.4.7 of IEC 60601-1 2005 AMD1 2012 AMD2 2020 | Class D
ELETTRA TECH PRIVATE LIMITED Ground Floor, A-38, IKAS Technologies Complex, 2nd Cross street, Newgen Software Technologies, SIPCOT IT Park, Pudupakam, Kanchipuram, Tamil Nadu Pincode: 603103 | TL/MD/2025/000001 | 13-Feb-2025 | ELECTRONICS- MEE Basic Safety and Essential Performance of Medical Electrical Equipment SINGLE FAULT CONDITION for ME EQUIPMENT Cl.4.7 of IS 13450 (Part 1) 2018 IEC 60601-1 2012 | Class D
ELETTRA TECH PRIVATE LIMITED Ground Floor, A-38, IKAS Technologies Complex, 2nd Cross street, Newgen Software Technologies, SIPCOT IT Park, Pudupakam, Kanchipuram, Tamil Nadu Pincode: 603103 | TL/MD/2025/000001 | 13-Feb-2025 | ELECTRONICS- MEE Basic Safety and Essential Performance of Medical Electrical Equipment SINGLE FAULT CONDITIONS Cl.13.2 of IEC 60601-1 2005 AMD1 2012 AMD2 2020 | Class D
ELETTRA TECH PRIVATE LIMITED Ground Floor, A-38, IKAS Technologies Complex, 2nd Cross street, Newgen Software Technologies, SIPCOT IT Park, Pudupakam, Kanchipuram, Tamil Nadu Pincode: 603103 | TL/MD/2025/000001 | 13-Feb-2025 | ELECTRONICS- MEE Basic Safety and Essential Performance of Medical Electrical Equipment SINGLE FAULT CONDITIONS Cl.13.2 of IS 13450 (Part 1) 2018 IEC 60601-1 2012 | Class D
ELETTRA TECH PRIVATE LIMITED Ground Floor, A-38, IKAS Technologies Complex, 2nd Cross street, Newgen Software Technologies, SIPCOT IT Park, Pudupakam, Kanchipuram, Tamil Nadu Pincode: 603103 | TL/MD/2025/000001 | 13-Feb-2025 | ELECTRONICS- MEE Basic Safety and Essential Performance of Medical Electrical Equipment Specific MECHANICAL HAZARDS Cl.13.1.4 of IEC 60601-1 2005 AMD1 2012 AMD2 2020 | Class D
ELETTRA TECH PRIVATE LIMITED Ground Floor, A-38, IKAS Technologies Complex, 2nd Cross street, Newgen Software Technologies, SIPCOT IT Park, Pudupakam, Kanchipuram, Tamil Nadu Pincode: 603103 | TL/MD/2025/000001 | 13-Feb-2025 | ELECTRONICS- MEE Basic Safety and Essential Performance of Medical Electrical Equipment Specific MECHANICAL HAZARDS Cl.13.1.4 of IS 13450 (Part 1) 2018 IEC 60601-1 2012 | Class D
ELETTRA TECH PRIVATE LIMITED Ground Floor, A-38, IKAS Technologies Complex, 2nd Cross street, Newgen Software Technologies, SIPCOT IT Park, Pudupakam, Kanchipuram, Tamil Nadu Pincode: 603103 | TL/MD/2025/000001 | 13-Feb-2025 | ELECTRONICS- MEE Basic Safety and Essential Performance of Medical Electrical Equipment Systems with MECHANICAL PROTECTIVE DEVICES Cl.9.8.4 of IEC 60601-1 2005 AMD1 2012 AMD2 2020 | Class D
ELETTRA TECH PRIVATE LIMITED Ground Floor, A-38, IKAS Technologies Complex, 2nd Cross street, Newgen Software Technologies, SIPCOT IT Park, Pudupakam, Kanchipuram, Tamil Nadu Pincode: 603103 | TL/MD/2025/000001 | 13-Feb-2025 | ELECTRONICS- MEE Basic Safety and Essential Performance of Medical Electrical Equipment Systems with MECHANICAL PROTECTIVE DEVICES Cl.9.8.4 of IS 13450 (Part 1) 2018 IEC 60601-1 2012 | Class D
ELETTRA TECH PRIVATE LIMITED Ground Floor, A-38, IKAS Technologies Complex, 2nd Cross street, Newgen Software Technologies, SIPCOT IT Park, Pudupakam, Kanchipuram, Tamil Nadu Pincode: 603103 | TL/MD/2025/000001 | 13-Feb-2025 | ELECTRONICS- MEE Basic Safety and Essential Performance of Medical Electrical Equipment Temperature and overload control devices Cl.15.4.2 of IEC 60601-1 2005 AMD1 2012 AMD2 2020 | Class D
ELETTRA TECH PRIVATE LIMITED Ground Floor, A-38, IKAS Technologies Complex, 2nd Cross street, Newgen Software Technologies, SIPCOT IT Park, Pudupakam, Kanchipuram, Tamil Nadu Pincode: 603103 | TL/MD/2025/000001 | 13-Feb-2025 | ELECTRONICS- MEE Basic Safety and Essential Performance of Medical Electrical Equipment Temperature and overload control devices Cl.15.4.2 of IS 13450 (Part 1) 2018 IEC 60601-1 2012 | Class D
ELETTRA TECH PRIVATE LIMITED Ground Floor, A-38, IKAS Technologies Complex, 2nd Cross street, Newgen Software Technologies, SIPCOT IT Park, Pudupakam, Kanchipuram, Tamil Nadu Pincode: 603103 | TL/MD/2025/000001 | 13-Feb-2025 | ELECTRONICS- MEE Basic Safety and Essential Performance of Medical Electrical Equipment USABILITY of ME EQUIPMENT Cl.12.2 of IEC 60601-1 2005 AMD1 2012 AMD2 2020 | Class D
ELETTRA TECH PRIVATE LIMITED Ground Floor, A-38, IKAS Technologies Complex, 2nd Cross street, Newgen Software Technologies, SIPCOT IT Park, Pudupakam, Kanchipuram, Tamil Nadu Pincode: 603103 | TL/MD/2025/000001 | 13-Feb-2025 | ELECTRONICS- MEE Basic Safety and Essential Performance of Medical Electrical Equipment USABILITY of ME EQUIPMENT Cl.12.2 of IS 13450 (Part 1) 2018 IEC 60601-1 2012 | Class D
ELETTRA TECH PRIVATE LIMITED Ground Floor, A-38, IKAS Technologies Complex, 2nd Cross street, Newgen Software Technologies, SIPCOT IT Park, Pudupakam, Kanchipuram, Tamil Nadu Pincode: 603103 | TL/MD/2025/000001 | 13-Feb-2025 | ELECTRONICS- MEE Basic Safety and Essential Performance of MEE Alternative Risk Control Measures or test methods for MEE or MESs Cl.4.5 IS 13450 (Part 1) 2018 IEC60601-1 2012 | Class D
ELETTRA TECH PRIVATE LIMITED Ground Floor, A-38, IKAS Technologies Complex, 2nd Cross street, Newgen Software Technologies, SIPCOT IT Park, Pudupakam, Kanchipuram, Tamil Nadu Pincode: 603103 | TL/MD/2025/000001 | 13-Feb-2025 | ELECTRONICS- MEE Basic Safety and Essential Performance of MEE Alternative Risk Control Measures or test methods for MEE or MESs Cl. 4.5 of IEC 60601-1 2005 AMD1 201 2 AMD2 2020 | Class D
ELETTRA TECH PRIVATE LIMITED Ground Floor, A-38, IKAS Technologies Complex, 2nd Cross street, Newgen Software Technologies, SIPCOT IT Park, Pudupakam, Kanchipuram, Tamil Nadu Pincode: 603103 | TL/MD/2025/000001 | 13-Feb-2025 | ELECTRONICS- MEE Basic Safety and Essential Performance of MEE Compatibility with substances used with the ME EQUIPMENT Cl.11.6.8 of IS 13450 (Part 1) 2018 IEC60601-1 2012 | Class D
ELETTRA TECH PRIVATE LIMITED Ground Floor, A-38, IKAS Technologies Complex, 2nd Cross street, Newgen Software Technologies, SIPCOT IT Park, Pudupakam, Kanchipuram, Tamil Nadu Pincode: 603103 | TL/MD/2025/000001 | 13-Feb-2025 | ELECTRONICS- MEE Basic Safety and Essential Performance of MEE Cord-connected hand- held and foot operated control devices Cl.15.4.7 IEC 60601-1 2005 AMD1 201 2 AMD2 2020 (Except 15.4.7.3) | Class D
ELETTRA TECH PRIVATE LIMITED Ground Floor, A-38, IKAS Technologies Complex, 2nd Cross street, Newgen Software Technologies, SIPCOT IT Park, Pudupakam, Kanchipuram, Tamil Nadu Pincode: 603103 | TL/MD/2025/000001 | 13-Feb-2025 | ELECTRONICS- MEE Basic Safety and Essential Performance of MEE Cord-connected hand- held and foot operated control devices Cl.15.4.7 IS 13450 (Part 1) 2018 IEC60601-1 2012 (Except 15.4.7.3) | Class D
ELETTRA TECH PRIVATE LIMITED Ground Floor, A-38, IKAS Technologies Complex, 2nd Cross street, Newgen Software Technologies, SIPCOT IT Park, Pudupakam, Kanchipuram, Tamil Nadu Pincode: 603103 | TL/MD/2025/000001 | 13-Feb-2025 | ELECTRONICS- MEE Basic Safety and Essential Performance of MEE Emissions, Deformation of ENCLOSURE or exceeding maximum temperature Cl.13.1.2 of IEC 60601-1 2005 AMD1 201 2 AMD2 2020 | Class D
ELETTRA TECH PRIVATE LIMITED Ground Floor, A-38, IKAS Technologies Complex, 2nd Cross street, Newgen Software Technologies, SIPCOT IT Park, Pudupakam, Kanchipuram, Tamil Nadu Pincode: 603103 | TL/MD/2025/000001 | 13-Feb-2025 | ELECTRONICS- MEE Basic Safety and Essential Performance of MEE Emissions, Deformation of ENCLOSURE or exceeding maximum temperature Cl.13.1.2 of IS 13450 (Part 1) 2018 IEC 60601-1 2012 | Class D
ELETTRA TECH PRIVATE LIMITED Ground Floor, A-38, IKAS Technologies Complex, 2nd Cross street, Newgen Software Technologies, SIPCOT IT Park, Pudupakam, Kanchipuram, Tamil Nadu Pincode: 603103 | TL/MD/2025/000001 | 13-Feb-2025 | ELECTRONICS- MEE Basic Safety and Essential Performance of MEE Failure of parts that might result in a MECHANICAL HAZARD Cl.13.2.12 of IEC 60601-1 2005 AMD1 201 2 AMD2 2020, | Class D
ELETTRA TECH PRIVATE LIMITED Ground Floor, A-38, IKAS Technologies Complex, 2nd Cross street, Newgen Software Technologies, SIPCOT IT Park, Pudupakam, Kanchipuram, Tamil Nadu Pincode: 603103 | TL/MD/2025/000001 | 13-Feb-2025 | ELECTRONICS- MEE Basic Safety and Essential Performance of MEE Failure of parts that might result in a MECHANICAL HAZARD Cl.13.2.12 of IS 13450 (Part 1) 2018 IEC60601-1 2012 | Class D
ELETTRA TECH PRIVATE LIMITED Ground Floor, A-38, IKAS Technologies Complex, 2nd Cross street, Newgen Software Technologies, SIPCOT IT Park, Pudupakam, Kanchipuram, Tamil Nadu Pincode: 603103 | TL/MD/2025/000001 | 13-Feb-2025 | ELECTRONICS- MEE Basic Safety and Essential Performance of MEE Mechanical Hazard associated with Surfaces, Corners and edges Cl.9.3 of IEC 60601-1 2005 AMD1 2012 AMD2 2020 | Class D
ELETTRA TECH PRIVATE LIMITED Ground Floor, A-38, IKAS Technologies Complex, 2nd Cross street, Newgen Software Technologies, SIPCOT IT Park, Pudupakam, Kanchipuram, Tamil Nadu Pincode: 603103 | TL/MD/2025/000001 | 13-Feb-2025 | ELECTRONICS- MEE Basic Safety and Essential Performance of MEE Mechanical Hazard associated with Surfaces, Corners and edges Cl.9.3 of IS 13450 (Part 1) 2018 IEC 60601-1 2012 | Class D
ELETTRA TECH PRIVATE LIMITED Ground Floor, A-38, IKAS Technologies Complex, 2nd Cross street, Newgen Software Technologies, SIPCOT IT Park, Pudupakam, Kanchipuram, Tamil Nadu Pincode: 603103 | TL/MD/2025/000001 | 13-Feb-2025 | ELECTRONICS- MEE Basic Safety and Essential Performance of MEE MEE and ME SYSTEMS intended for use in conjunction with flammable agents Cl.11.5 of IS 13450 (Part 1) 2018 IEC 60601-1 2012 | Class D
ELETTRA TECH PRIVATE LIMITED Ground Floor, A-38, IKAS Technologies Complex, 2nd Cross street, Newgen Software Technologies, SIPCOT IT Park, Pudupakam, Kanchipuram, Tamil Nadu Pincode: 603103 | TL/MD/2025/000001 | 13-Feb-2025 | ELECTRONICS- MEE Basic Safety and Essential Performance of MEE ME EQUIPMENT and ME SYSTEMS intended for use in conjunction with flammable agents Cl.11.5 of IEC 60601-1 2005 AMD1 2012 AMD2 2020 | Class D
ELETTRA TECH PRIVATE LIMITED Ground Floor, A-38, IKAS Technologies Complex, 2nd Cross street, Newgen Software Technologies, SIPCOT IT Park, Pudupakam, Kanchipuram, Tamil Nadu Pincode: 603103 | TL/MD/2025/000001 | 13-Feb-2025 | ELECTRONICS- MEE Basic Safety and Essential Performance of MEE ME EQUIPMENT and ME SYSTEMS intended for use with flammable anaesthetics Cl.11.4 of IEC 60601-1 2005 AMD1 201 2 AMD2 2020 | Class D
ELETTRA TECH PRIVATE LIMITED Ground Floor, A-38, IKAS Technologies Complex, 2nd Cross street, Newgen Software Technologies, SIPCOT IT Park, Pudupakam, Kanchipuram, Tamil Nadu Pincode: 603103 | TL/MD/2025/000001 | 13-Feb-2025 | ELECTRONICS- MEE Basic Safety and Essential Performance of MEE ME EQUIPMENT and ME SYSTEMS intended for use with flammable anaesthetics Cl.11.4 of IS 13450 (Part 1) 2018 IEC 60601-1 2012 | Class D
ELETTRA TECH PRIVATE LIMITED Ground Floor, A-38, IKAS Technologies Complex, 2nd Cross street, Newgen Software Technologies, SIPCOT IT Park, Pudupakam, Kanchipuram, Tamil Nadu Pincode: 603103 | TL/MD/2025/000001 | 13-Feb-2025 | ELECTRONICS- MEE Basic Safety and Essential Performance of MEE ME equipment identification, marking and documents Cl.7.0 of IEC 60601-1 2005 AMD1 2012 AMD2 2020 | Class D
ELETTRA TECH PRIVATE LIMITED Ground Floor, A-38, IKAS Technologies Complex, 2nd Cross street, Newgen Software Technologies, SIPCOT IT Park, Pudupakam, Kanchipuram, Tamil Nadu Pincode: 603103 | TL/MD/2025/000001 | 13-Feb-2025 | ELECTRONICS- MEE Basic Safety and Essential Performance of MEE Other ME EQUIPMENT producing diagnostic or therapeutic radiation Cl.12.4.5.4 of IEC 60601-1 2005 AMD1 2012 AMD2 2020 | Class D
ELETTRA TECH PRIVATE LIMITED Ground Floor, A-38, IKAS Technologies Complex, 2nd Cross street, Newgen Software Technologies, SIPCOT IT Park, Pudupakam, Kanchipuram, Tamil Nadu Pincode: 603103 | TL/MD/2025/000001 | 13-Feb-2025 | ELECTRONICS- MEE Basic Safety and Essential Performance of MEE Other ME EQUIPMENT producing diagnostic or therapeutic radiation Cl.12.4.5.4 of IS 13450 (Part 1) 2018 IEC 60601-1 2012 | Class D
ELETTRA TECH PRIVATE LIMITED Ground Floor, A-38, IKAS Technologies Complex, 2nd Cross street, Newgen Software Technologies, SIPCOT IT Park, Pudupakam, Kanchipuram, Tamil Nadu Pincode: 603103 | TL/MD/2025/000001 | 13-Feb-2025 | ELECTRONICS- MEE Basic Safety and Essential Performance of MEE Pressure Vessels and Parts subject to pneumatic and hydraulic pressure Cl.9.7 (Except 9.7.5) IS 13450 (Part 1) 2018 IEC 60601-1 2012 | Class D
ELETTRA TECH PRIVATE LIMITED Ground Floor, A-38, IKAS Technologies Complex, 2nd Cross street, Newgen Software Technologies, SIPCOT IT Park, Pudupakam, Kanchipuram, Tamil Nadu Pincode: 603103 | TL/MD/2025/000001 | 13-Feb-2025 | ELECTRONICS- MEE Basic Safety and Essential Performance of MEE Pressure Vessels and Parts subject to pneumatic and hydraulic pressure Cl.9.7 (Except 9.7.5) of IEC 60601-1 2005 A1 2012 A2 2020 | Class D
ELETTRA TECH PRIVATE LIMITED Ground Floor, A-38, IKAS Technologies Complex, 2nd Cross street, Newgen Software Technologies, SIPCOT IT Park, Pudupakam, Kanchipuram, Tamil Nadu Pincode: 603103 | TL/MD/2025/000001 | 13-Feb-2025 | ELECTRONICS- MEE Basic Safety and Essential Performance of MEE Protective earthing, functional earthing and potential equalization of MEE Cl.8.6 of IEC 60601-1 2005 AMD1 2012 AMD2 2020 | Class D
ELETTRA TECH PRIVATE LIMITED Ground Floor, A-38, IKAS Technologies Complex, 2nd Cross street, Newgen Software Technologies, SIPCOT IT Park, Pudupakam, Kanchipuram, Tamil Nadu Pincode: 603103 | TL/MD/2025/000001 | 13-Feb-2025 | ELECTRONICS- MEE Basic Safety and Essential Performance of MEE Protective earthing, functional earthing and potential equalization of MEE Cl.8.6 of IS 13450 (Part 1) 2018 IEC 60601-1 2012 | Class D
ELETTRA TECH PRIVATE LIMITED Ground Floor, A-38, IKAS Technologies Complex, 2nd Cross street, Newgen Software Technologies, SIPCOT IT Park, Pudupakam, Kanchipuram, Tamil Nadu Pincode: 603103 | TL/MD/2025/000001 | 13-Feb-2025 | ELECTRONICS-MEE BS and EP of MEE Overflow Spillage leakage IP cleaning disinfection sterilization and compatibility with substance used with MEE Cl.11.6(Except 11.6.5)IEC 60601-1 2005 A1 2012 A2 2020 | Class D
ELETTRA TECH PRIVATE LIMITED Ground Floor, A-38, IKAS Technologies Complex, 2nd Cross street, Newgen Software Technologies, SIPCOT IT Park, Pudupakam, Kanchipuram, Tamil Nadu Pincode: 603103 | TL/MD/2025/000001 | 13-Feb-2025 | ELECTRONICS-MEE BS and EP of MEE Overflow Spillage leakage IP cleaning disinfection sterilization compatibility with substance used with MEE Cl.11.6(Except11.6.5) IS 13450(Part 1)2018 IEC 60601-1 2012 | Class D
ELETTRA TECH PRIVATE LIMITED Ground Floor, A-38, IKAS Technologies Complex, 2nd Cross street, Newgen Software Technologies, SIPCOT IT Park, Pudupakam, Kanchipuram, Tamil Nadu Pincode: 603103 | TL/MD/2025/000001 | 13-Feb-2025 | ELECTRONICS- MEE Medical Electrical Equipment - Alarm systems in Medical Electrical equipment and medical electrical systems Alarm Condition Cl.6.1 of IEC 60601-1-8 2006 AMD1 2012 AMD2 2020 | Class D
ELETTRA TECH PRIVATE LIMITED Ground Floor, A-38, IKAS Technologies Complex, 2nd Cross street, Newgen Software Technologies, SIPCOT IT Park, Pudupakam, Kanchipuram, Tamil Nadu Pincode: 603103 | TL/MD/2025/000001 | 13-Feb-2025 | ELECTRONICS- MEE Medical Electrical Equipment - Alarm systems in Medical Electrical equipment and medical electrical systems Alarm Limit Cl.6.6 of IEC 60601-1-8 2006 AMD1 2012 AMD2 2020 | Class D
ELETTRA TECH PRIVATE LIMITED Ground Floor, A-38, IKAS Technologies Complex, 2nd Cross street, Newgen Software Technologies, SIPCOT IT Park, Pudupakam, Kanchipuram, Tamil Nadu Pincode: 603103 | TL/MD/2025/000001 | 13-Feb-2025 | ELECTRONICS- MEE Medical Electrical Equipment - Alarm systems in Medical Electrical equipment and medical electrical systems Alarm Presets Cl.6.5 of IEC 60601-1-8 2006 AMD1 2012 AMD2 2020 | Class D
ELETTRA TECH PRIVATE LIMITED Ground Floor, A-38, IKAS Technologies Complex, 2nd Cross street, Newgen Software Technologies, SIPCOT IT Park, Pudupakam, Kanchipuram, Tamil Nadu Pincode: 603103 | TL/MD/2025/000001 | 13-Feb-2025 | ELECTRONICS- MEE Medical Electrical Equipment - Alarm systems in Medical Electrical equipment and medical electrical systems Alarm Reset Cl.6.9 of IEC 60601-1-8 2006 AMD1 2012 AMD2 2020 | Class D
ELETTRA TECH PRIVATE LIMITED Ground Floor, A-38, IKAS Technologies Complex, 2nd Cross street, Newgen Software Technologies, SIPCOT IT Park, Pudupakam, Kanchipuram, Tamil Nadu Pincode: 603103 | TL/MD/2025/000001 | 13-Feb-2025 | ELECTRONICS- MEE Medical Electrical Equipment - Alarm systems in MEE and medical electrical systems Alarm System Functions Cl.6.13 of IEC 60601-1-8 2006 AMD1 2012 AMD2 2020 | Class D
ELETTRA TECH PRIVATE LIMITED Ground Floor, A-38, IKAS Technologies Complex, 2nd Cross street, Newgen Software Technologies, SIPCOT IT Park, Pudupakam, Kanchipuram, Tamil Nadu Pincode: 603103 | TL/MD/2025/000001 | 13-Feb-2025 | ELECTRONICS- MEE Medical Electrical Equipment - Alarm systems in MEE and medical electrical systems Alarm System Inactivation states Cl.6.8 of IEC 60601-1-8 2006 AMD1 2012 AMD2 2020 | Class D
ELETTRA TECH PRIVATE LIMITED Ground Floor, A-38, IKAS Technologies Complex, 2nd Cross street, Newgen Software Technologies, SIPCOT IT Park, Pudupakam, Kanchipuram, Tamil Nadu Pincode: 603103 | TL/MD/2025/000001 | 13-Feb-2025 | ELECTRONICS- MEE Medical Electrical Equipment - Alarm systems in MEE and medical electrical systems Alarm System Logging Cl.6.12 of IEC 60601-1-8 2006 AMD1 2012 AMD2 2020 | Class D
ELETTRA TECH PRIVATE LIMITED Ground Floor, A-38, IKAS Technologies Complex, 2nd Cross street, Newgen Software Technologies, SIPCOT IT Park, Pudupakam, Kanchipuram, Tamil Nadu Pincode: 603103 | TL/MD/2025/000001 | 13-Feb-2025 | ELECTRONICS- MEE Medical Electrical Equipment - Alarm systems in MEE and medical electrical systems Alarm System Security Cl.6.7 of IEC 60601-1-8 2006 AMD1 2012 AMD2 2020 | Class D
ELETTRA TECH PRIVATE LIMITED Ground Floor, A-38, IKAS Technologies Complex, 2nd Cross street, Newgen Software Technologies, SIPCOT IT Park, Pudupakam, Kanchipuram, Tamil Nadu Pincode: 603103 | TL/MD/2025/000001 | 13-Feb-2025 | ELECTRONICS- MEE Medical Electrical Equipment - Alarm systems in MEE and medical electrical systems Auditory Alarm Signals IEC 60601-1-8 2006 AMD1 2012 AMD2 2020 Annex G | Class D
ELETTRA TECH PRIVATE LIMITED Ground Floor, A-38, IKAS Technologies Complex, 2nd Cross street, Newgen Software Technologies, SIPCOT IT Park, Pudupakam, Kanchipuram, Tamil Nadu Pincode: 603103 | TL/MD/2025/000001 | 13-Feb-2025 | ELECTRONICS- MEE Medical Electrical Equipment - Alarm systems in MEE and medical electrical systems Disclosure of Delays Cl. 6.4 of IEC 60601-1-8 2006 AMD1 2012 AMD2 2020 | Class D
ELETTRA TECH PRIVATE LIMITED Ground Floor, A-38, IKAS Technologies Complex, 2nd Cross street, Newgen Software Technologies, SIPCOT IT Park, Pudupakam, Kanchipuram, Tamil Nadu Pincode: 603103 | TL/MD/2025/000001 | 13-Feb-2025 | ELECTRONICS- MEE Medical Electrical Equipment - Alarm systems in MEE and medical electrical systems Disclosures for Intelligent Alarm System Cl.6.2 of IEC 60601-1-8 2006 AMD1 2012 AMD2 2020 | Class D
ELETTRA TECH PRIVATE LIMITED Ground Floor, A-38, IKAS Technologies Complex, 2nd Cross street, Newgen Software Technologies, SIPCOT IT Park, Pudupakam, Kanchipuram, Tamil Nadu Pincode: 603103 | TL/MD/2025/000001 | 13-Feb-2025 | ELECTRONICS- MEE Medical Electrical Equipment - Alarm systems in MEE and medical electrical systems Generation of ALARM SIGNALS Cl.6.3 of IEC 60601-1-8 2006 AMD1 2012 AMD2 2020 | Class D
ELETTRA TECH PRIVATE LIMITED Ground Floor, A-38, IKAS Technologies Complex, 2nd Cross street, Newgen Software Technologies, SIPCOT IT Park, Pudupakam, Kanchipuram, Tamil Nadu Pincode: 603103 | TL/MD/2025/000001 | 13-Feb-2025 | ELECTRONICS- MEE Medical Electrical Equipment - Alarm systems in MEE and medical electrical systems NON-LATCHING and LATCHING ALARM SIGNALS Cl.6.10 of IEC 60601-1-8 2006 AMD1 2012 AMD2 2020 | Class D
ELETTRA TECH PRIVATE LIMITED Ground Floor, A-38, IKAS Technologies Complex, 2nd Cross street, Newgen Software Technologies, SIPCOT IT Park, Pudupakam, Kanchipuram, Tamil Nadu Pincode: 603103 | TL/MD/2025/000001 | 13-Feb-2025 | ELECTRONICS- MEE Medical Electrical Equipment - Alarm systems in MEE and MESs ME equipment identification, marking and documents Cl.5 of IEC 60601-1-8 2006 AMD1 2012 AMD2 2020 | Class D
ELETTRA TECH PRIVATE LIMITED Ground Floor, A-38, IKAS Technologies Complex, 2nd Cross street, Newgen Software Technologies, SIPCOT IT Park, Pudupakam, Kanchipuram, Tamil Nadu Pincode: 603103 | TL/MD/2025/000001 | 13-Feb-2025 | ELECTRONICS- MEE MEE - Alarm systems in MEE and MESs DISTRIBUTED ALARM SYSTEMS and DISTRIBUTED INFORMATION SYSTEMS ABOUT ALARM CONDITIONS Cl.6.11 of IEC 60601-1-8 2006 AMD1 2012 AMD2 2020 | Class D
ELETTRA TECH PRIVATE LIMITED Ground Floor, A-38, IKAS Technologies Complex, 2nd Cross street, Newgen Software Technologies, SIPCOT IT Park, Pudupakam, Kanchipuram, Tamil Nadu Pincode: 603103 | TL/MD/2025/000001 | 13-Feb-2025 | ELECTRONICS- MEE Nerve and Muscle stimulators Accuracy of controls and instruments and protection against hazardous outputs Cl. 201.12 of IEC 60601-2-10 2012 Amd1 2016 Amd2 2023 | Class D
ELETTRA TECH PRIVATE LIMITED Ground Floor, A-38, IKAS Technologies Complex, 2nd Cross street, Newgen Software Technologies, SIPCOT IT Park, Pudupakam, Kanchipuram, Tamil Nadu Pincode: 603103 | TL/MD/2025/000001 | 13-Feb-2025 | ELECTRONICS- MEE Nerve and Muscle stimulators Protection against excessive temperatures and other HAZARDS Cl.201.11 (Except 201.11.6.3) of IEC 60601-2-10 2012 Amd1 2016 Amd2 2023 | Class D
ELETTRA TECH PRIVATE LIMITED Ground Floor, A-38, IKAS Technologies Complex, 2nd Cross street, Newgen Software Technologies, SIPCOT IT Park, Pudupakam, Kanchipuram, Tamil Nadu Pincode: 603103 | TL/MD/2025/000001 | 13-Feb-2025 | ELECTRONICS- MEE Pulse Oximeter equipment General requirements, tests and guidance for alarm systems in medical electrical equipment and medical electrical systems Cl.201.208 of ISO 80601-2-61 2017 | Class D
Eurofins Advinus Limited Testing Lab T2, T3 and T4 of Eurofins Advinus Limited, No. 21 & 22, Phase II, Peenya Industrial Area, Bengaluru (Bangalore) Urban, Karnataka Pincode: 560058 | TL/MD/2020/000001 | 09-Jan-2020 | Catheters | Class B
Eurofins Advinus Limited Testing Lab T2, T3 and T4 of Eurofins Advinus Limited, No. 21 & 22, Phase II, Peenya Industrial Area, Bengaluru (Bangalore) Urban, Karnataka Pincode: 560058 | TL/MD/2020/000001 | 09-Jan-2020 | Disposable Perfusion Sets | Class B
Eurofins Advinus Limited Testing Lab T2, T3 and T4 of Eurofins Advinus Limited, No. 21 & 22, Phase II, Peenya Industrial Area, Bengaluru (Bangalore) Urban, Karnataka Pincode: 560058 | TL/MD/2020/000001 | 09-Jan-2020 | I.V. Cannula | Class B
Eurofins Advinus Limited Testing Lab T2, T3 and T4 of Eurofins Advinus Limited, No. 21 & 22, Phase II, Peenya Industrial Area, Bengaluru (Bangalore) Urban, Karnataka Pincode: 560058 | TL/MD/2020/000001 | 09-Jan-2020 | Peritoneal dialysis sets | Class B
Eurofins Advinus Limited Testing Lab T2, T3 and T4 of Eurofins Advinus Limited, No. 21 & 22, Phase II, Peenya Industrial Area, Bengaluru (Bangalore) Urban, Karnataka Pincode: 560058 | TL/MD/2020/000001 | 09-Jan-2020 | Scalp Vein Set | Class B
Eurofins Advinus Limited Testing Lab T2, T3 and T4 of Eurofins Advinus Limited, No. 21 & 22, Phase II, Peenya Industrial Area, Bengaluru (Bangalore) Urban, Karnataka Pincode: 560058 | TL/MD/2020/000001 | 09-Jan-2020 | Blood Bags | Class C
Eurofins Advinus Limited Testing Lab T2, T3 and T4 of Eurofins Advinus Limited, No. 21 & 22, Phase II, Peenya Industrial Area, Bengaluru (Bangalore) Urban, Karnataka Pincode: 560058 | TL/MD/2020/000001 | 09-Jan-2020 | Bone Cements | Class C
Eurofins Advinus Limited Testing Lab T2, T3 and T4 of Eurofins Advinus Limited, No. 21 & 22, Phase II, Peenya Industrial Area, Bengaluru (Bangalore) Urban, Karnataka Pincode: 560058 | TL/MD/2020/000001 | 09-Jan-2020 | Catheters | Class C
Eurofins Advinus Limited Testing Lab T2, T3 and T4 of Eurofins Advinus Limited, No. 21 & 22, Phase II, Peenya Industrial Area, Bengaluru (Bangalore) Urban, Karnataka Pincode: 560058 | TL/MD/2020/000001 | 09-Jan-2020 | Condoms | Class C
Eurofins Advinus Limited Testing Lab T2, T3 and T4 of Eurofins Advinus Limited, No. 21 & 22, Phase II, Peenya Industrial Area, Bengaluru (Bangalore) Urban, Karnataka Pincode: 560058 | TL/MD/2020/000001 | 09-Jan-2020 | Internal Prosthetic Replacements | Class C
Eurofins Advinus Limited Testing Lab T2, T3 and T4 of Eurofins Advinus Limited, No. 21 & 22, Phase II, Peenya Industrial Area, Bengaluru (Bangalore) Urban, Karnataka Pincode: 560058 | TL/MD/2020/000001 | 09-Jan-2020 | Intra Ocular Lenses | Class C
Eurofins Advinus Limited Testing Lab T2, T3 and T4 of Eurofins Advinus Limited, No. 21 & 22, Phase II, Peenya Industrial Area, Bengaluru (Bangalore) Urban, Karnataka Pincode: 560058 | TL/MD/2020/000001 | 09-Jan-2020 | Intra-uterine devices | Class C
Eurofins Advinus Limited Testing Lab T2, T3 and T4 of Eurofins Advinus Limited, No. 21 & 22, Phase II, Peenya Industrial Area, Bengaluru (Bangalore) Urban, Karnataka Pincode: 560058 | TL/MD/2020/000001 | 09-Jan-2020 | Ligatures and sutures | Class C
Eurofins Advinus Limited Testing Lab T2, T3 and T4 of Eurofins Advinus Limited, No. 21 & 22, Phase II, Peenya Industrial Area, Bengaluru (Bangalore) Urban, Karnataka Pincode: 560058 | TL/MD/2020/000001 | 09-Jan-2020 | Surgical dressing | Class C
Eurofins Advinus Limited Testing Lab T2, T3 and T4 of Eurofins Advinus Limited, No. 21 & 22, Phase II, Peenya Industrial Area, Bengaluru (Bangalore) Urban, Karnataka Pincode: 560058 | TL/MD/2020/000001 | 09-Jan-2020 | Cardiac Stents | Class D
Eurofins Advinus Limited Testing Lab T2, T3 and T4 of Eurofins Advinus Limited, No. 21 & 22, Phase II, Peenya Industrial Area, Bengaluru (Bangalore) Urban, Karnataka Pincode: 560058 | TL/MD/2020/000001 | 09-Jan-2020 | Catheters | Class D
Eurofins Advinus Limited Testing Lab T2, T3 and T4 of Eurofins Advinus Limited, No. 21 & 22, Phase II, Peenya Industrial Area, Bengaluru (Bangalore) Urban, Karnataka Pincode: 560058 | TL/MD/2020/000001 | 09-Jan-2020 | Drug Eluting Stents | Class D
Eurofins Advinus Limited Testing Lab T2, T3 and T4 of Eurofins Advinus Limited, No. 21 & 22, Phase II, Peenya Industrial Area, Bengaluru (Bangalore) Urban, Karnataka Pincode: 560058 | TL/MD/2020/000001 | 09-Jan-2020 | Heart valves | Class D
FOOD BIOSCIENCE LABORATORY Plot No. 15, 12th Street, 1st Floor,Srinivasa Nagar,Madippakkam,Chennai, Chennai, Tamil Nadu Pincode: 600091 | TL/MD/2024/000015 | 05-Aug-2024 | Nitrile and Latex Gloves, Non sterile gloves -(Sterility, Bioburden and Bacterial Endotoxin Test as per IP, ISO 11737-1 and 2,USP 46)Class A | Class A
FOOD BIOSCIENCE LABORATORY Plot No. 15, 12th Street, 1st Floor,Srinivasa Nagar,Madippakkam,Chennai, Chennai, Tamil Nadu Pincode: 600091 | TL/MD/2024/000015 | 05-Aug-2024 | Surgical dressing (Pathogens, Sterility, Bioburden and Bacterial Endotoxin Test as per IP, ISO 11737-1 and 2, USP 46) - Class A | Class A
FOOD BIOSCIENCE LABORATORY Plot No. 15, 12th Street, 1st Floor,Srinivasa Nagar,Madippakkam,Chennai, Chennai, Tamil Nadu Pincode: 600091 | TL/MD/2024/000015 | 05-Aug-2024 | Blood collection tube (Sterility and Bacterial Endotoxin Test as per ISO 11737-2, USP 46 and IP )- Class B | Class B
FOOD BIOSCIENCE LABORATORY Plot No. 15, 12th Street, 1st Floor,Srinivasa Nagar,Madippakkam,Chennai, Chennai, Tamil Nadu Pincode: 600091 | TL/MD/2024/000015 | 05-Aug-2024 | Catheters (Pathogens, Sterility, Bioburden and Bacterial Endotoxin Test as per IP, ISO 11737-1 and 2, USP 46) -Class B | Class B
FOOD BIOSCIENCE LABORATORY Plot No. 15, 12th Street, 1st Floor,Srinivasa Nagar,Madippakkam,Chennai, Chennai, Tamil Nadu Pincode: 600091 | TL/MD/2024/000015 | 05-Aug-2024 | Disposable Hypodermic needles (Pathogens, Sterility, Bioburden and Bacterial Endotoxin Test as per IP, ISO 11737-1 and 2, USP 46) -Class B | Class B
FOOD BIOSCIENCE LABORATORY Plot No. 15, 12th Street, 1st Floor,Srinivasa Nagar,Madippakkam,Chennai, Chennai, Tamil Nadu Pincode: 600091 | TL/MD/2024/000015 | 05-Aug-2024 | Disposable infusion (Sterility, Bioburden and Bacterial Endotoxin Test as per IP, ISO 11737-1 and 2, USP 46)- Class B | Class B
FOOD BIOSCIENCE LABORATORY Plot No. 15, 12th Street, 1st Floor,Srinivasa Nagar,Madippakkam,Chennai, Chennai, Tamil Nadu Pincode: 600091 | TL/MD/2024/000015 | 05-Aug-2024 | Disposable perfusion (Sterility, Bioburden and Bacterial Endotoxin Test as per IP, ISO 11737-1 and 2, USP 46) -Class B | Class B
FOOD BIOSCIENCE LABORATORY Plot No. 15, 12th Street, 1st Floor,Srinivasa Nagar,Madippakkam,Chennai, Chennai, Tamil Nadu Pincode: 600091 | TL/MD/2024/000015 | 05-Aug-2024 | IV Cannula (Sterility, Bioburden and Bacterial Endotoxin Test as per IP, ISO 11737-1 and 2, USP 46) - Class B | Class B
FOOD BIOSCIENCE LABORATORY Plot No. 15, 12th Street, 1st Floor,Srinivasa Nagar,Madippakkam,Chennai, Chennai, Tamil Nadu Pincode: 600091 | TL/MD/2024/000015 | 05-Aug-2024 | Microsurgical blade (Sterility, Bioburden and Bacterial Endotoxin Test as per IP, ISO 11737-1 and 2, USP 46) -Class B | Class B
FOOD BIOSCIENCE LABORATORY Plot No. 15, 12th Street, 1st Floor,Srinivasa Nagar,Madippakkam,Chennai, Chennai, Tamil Nadu Pincode: 600091 | TL/MD/2024/000015 | 05-Aug-2024 | Sterile Surgical Gloves -(Sterility, Bioburden and Bacterial Endotoxin Test as per IP, ISO 11737-1 and 2,USP 46)Class B | Class B
FOOD BIOSCIENCE LABORATORY Plot No. 15, 12th Street, 1st Floor,Srinivasa Nagar,Madippakkam,Chennai, Chennai, Tamil Nadu Pincode: 600091 | TL/MD/2024/000015 | 05-Aug-2024 | Surgical dressing (Pathogens, Sterility, Bioburden and Bacterial Endotoxin Test as per IP, ISO 11737-1 and 2, USP 46) - Class B | Class B
FOOD BIOSCIENCE LABORATORY Plot No. 15, 12th Street, 1st Floor,Srinivasa Nagar,Madippakkam,Chennai, Chennai, Tamil Nadu Pincode: 600091 | TL/MD/2024/000015 | 05-Aug-2024 | Urological bag (Sterility, Bioburden as per IP, ISO 11737-1 and 2, USP 46) -Class B | Class B
FOOD BIOSCIENCE LABORATORY Plot No. 15, 12th Street, 1st Floor,Srinivasa Nagar,Madippakkam,Chennai, Chennai, Tamil Nadu Pincode: 600091 | TL/MD/2024/000015 | 05-Aug-2024 | Blood bags with and without anticoagulant solutions (Pathogens, Sterility, Bioburden and Bacterial Endotoxin Test as per IP, ISO 11737-1 and 2, USP 46)- Class C | Class C
FOOD BIOSCIENCE LABORATORY Plot No. 15, 12th Street, 1st Floor,Srinivasa Nagar,Madippakkam,Chennai, Chennai, Tamil Nadu Pincode: 600091 | TL/MD/2024/000015 | 05-Aug-2024 | Capsular Tension Ring (Sterility, Bioburden as per IP, ISO 11737-1 and 2,USP 46)- Class C | Class C
FOOD BIOSCIENCE LABORATORY Plot No. 15, 12th Street, 1st Floor,Srinivasa Nagar,Madippakkam,Chennai, Chennai, Tamil Nadu Pincode: 600091 | TL/MD/2024/000015 | 05-Aug-2024 | Catheters (Pathogens, Sterility, Bioburden and Bacterial Endotoxin Test as per IP, ISO 11737-1 and 2, USP 46)- Class C | Class C
FOOD BIOSCIENCE LABORATORY Plot No. 15, 12th Street, 1st Floor,Srinivasa Nagar,Madippakkam,Chennai, Chennai, Tamil Nadu Pincode: 600091 | TL/MD/2024/000015 | 05-Aug-2024 | Contraceptives (Condoms) (Pathogens,Bioburden and Bacterial Endotoxin Test as per ISO 11737-1, USP 46 and IP) -Class C | Class C
FOOD BIOSCIENCE LABORATORY Plot No. 15, 12th Street, 1st Floor,Srinivasa Nagar,Madippakkam,Chennai, Chennai, Tamil Nadu Pincode: 600091 | TL/MD/2024/000015 | 05-Aug-2024 | Contraceptives (Tubal Ring) (Pathogens, Sterility, Bioburden and Bacterial Endotoxin Test as per IP, ISO 11737-1 and 2, USP 46) -Class C | Class C
FOOD BIOSCIENCE LABORATORY Plot No. 15, 12th Street, 1st Floor,Srinivasa Nagar,Madippakkam,Chennai, Chennai, Tamil Nadu Pincode: 600091 | TL/MD/2024/000015 | 05-Aug-2024 | Disposable Hypodermic needles (Pathogens, Sterility, Bioburden and Bacterial Endotoxin Test as per IP, ISO 11737-1 and 2, USP 46) -Class C | Class C
FOOD BIOSCIENCE LABORATORY Plot No. 15, 12th Street, 1st Floor,Srinivasa Nagar,Madippakkam,Chennai, Chennai, Tamil Nadu Pincode: 600091 | TL/MD/2024/000015 | 05-Aug-2024 | Disposable Hypodermic Syringes (Sterility, Bioburden and Bacterial Endotoxin Test as per IP, ISO 11737-1 and 2, USP 46) - Class C | Class C
FOOD BIOSCIENCE LABORATORY Plot No. 15, 12th Street, 1st Floor,Srinivasa Nagar,Madippakkam,Chennai, Chennai, Tamil Nadu Pincode: 600091 | TL/MD/2024/000015 | 05-Aug-2024 | Disposable infusion (Sterility, Bioburden and Bacterial Endotoxin Test as per IP, ISO 11737-1 and 2, USP 46) - Class C | Class C
FOOD BIOSCIENCE LABORATORY Plot No. 15, 12th Street, 1st Floor,Srinivasa Nagar,Madippakkam,Chennai, Chennai, Tamil Nadu Pincode: 600091 | TL/MD/2024/000015 | 05-Aug-2024 | Disposable perfusion (Sterility, Bioburden and Bacterial Endotoxin Test as per IP, ISO 11737-1 and 2, USP 46)- Class C | Class C
FOOD BIOSCIENCE LABORATORY Plot No. 15, 12th Street, 1st Floor,Srinivasa Nagar,Madippakkam,Chennai, Chennai, Tamil Nadu Pincode: 600091 | TL/MD/2024/000015 | 05-Aug-2024 | Injector cartridge (Sterility, Bioburden as per IP, ISO 11737-1 and 2, USP 46) - Class C | Class C
FOOD BIOSCIENCE LABORATORY Plot No. 15, 12th Street, 1st Floor,Srinivasa Nagar,Madippakkam,Chennai, Chennai, Tamil Nadu Pincode: 600091 | TL/MD/2024/000015 | 05-Aug-2024 | Intraocular lenses (Sterility, Bioburden and Bacterial Endotoxin Test as per IP, ISO 11737-1 and 2, USP 46) -Class C | Class C
FOOD BIOSCIENCE LABORATORY Plot No. 15, 12th Street, 1st Floor,Srinivasa Nagar,Madippakkam,Chennai, Chennai, Tamil Nadu Pincode: 600091 | TL/MD/2024/000015 | 05-Aug-2024 | IV Cannula (Sterility, Bioburden and Bacterial Endotoxin Test as per IP, ISO 11737-1 and 2, USP 46) -Class C | Class C
FOOD BIOSCIENCE LABORATORY Plot No. 15, 12th Street, 1st Floor,Srinivasa Nagar,Madippakkam,Chennai, Chennai, Tamil Nadu Pincode: 600091 | TL/MD/2024/000015 | 05-Aug-2024 | Orthopaedic Implants (Pathogens, Sterility, Bioburden and Bacterial Endotoxin Test as per IP, ISO 11737-1 and 2, USP 46) -Class C | Class C
FOOD BIOSCIENCE LABORATORY Plot No. 15, 12th Street, 1st Floor,Srinivasa Nagar,Madippakkam,Chennai, Chennai, Tamil Nadu Pincode: 600091 | TL/MD/2024/000015 | 05-Aug-2024 | Surgical dressing (Pathogens, Sterility, Bioburden and Bacterial Endotoxin Test as per IP, ISO 11737-1 and 2, USP 46) - Class C | Class C
FOOD BIOSCIENCE LABORATORY Plot No. 15, 12th Street, 1st Floor,Srinivasa Nagar,Madippakkam,Chennai, Chennai, Tamil Nadu Pincode: 600091 | TL/MD/2024/000015 | 05-Aug-2024 | Surgical Ligature and Suture ( Sterility and Bacterial Endotoxin Test as per ISO 11737-2, ISO 11737-3, USP 46 and IP )- Class C | Class C
FOOD BIOSCIENCE LABORATORY Plot No. 15, 12th Street, 1st Floor,Srinivasa Nagar,Madippakkam,Chennai, Chennai, Tamil Nadu Pincode: 600091 | TL/MD/2024/000015 | 05-Aug-2024 | Contraceptives (Copper T) (Pathogens, Sterility, Bioburden and Bacterial Endotoxin Test as per IP, ISO 11737-1 and 2, USP 46) - Class D | Class D
FOOD BIOSCIENCE LABORATORY Plot No. 15, 12th Street, 1st Floor,Srinivasa Nagar,Madippakkam,Chennai, Chennai, Tamil Nadu Pincode: 600091 | TL/MD/2024/000015 | 05-Aug-2024 | Orthopaedic Implants (Pathogens, Sterility, Bioburden and Bacterial Endotoxin Test as per IP, ISO 11737-1 and 2, USP 46) -Class D | Class D
FOOD BIOSCIENCE LABORATORY Plot No. 15, 12th Street, 1st Floor,Srinivasa Nagar,Madippakkam,Chennai, Chennai, Tamil Nadu Pincode: 600091 | TL/MD/2024/000015 | 05-Aug-2024 | Surgical dressing (Pathogens, Sterility, Bioburden and Bacterial Endotoxin Test as per IP, ISO 11737-1 and 2, USP 46) - Class D | Class D
FOOD BIOSCIENCE LABORATORY Plot No. 15, 12th Street, 1st Floor,Srinivasa Nagar,Madippakkam,Chennai, Chennai, Tamil Nadu Pincode: 600091 | TL/MD/2024/000021 | 11-Oct-2024 | Haemodialysis concentrate (Dialysis water) (Bacterial Endotoxin Test by Gel clot method as per USP 46, Chapter 85 and IP 2022,Chapter 2.2.3) | Class C
GLR Laboratories Private Limited 444 Gokulam Street, Tiruvallur, Tamil Nadu Pincode: 600068 | TL/MD/2019/000005 | 27-Dec-2019 | Gastrointestinal devices (Biological evaluation as per ISO 10993) | Class B
GLR Laboratories Private Limited 444 Gokulam Street, Tiruvallur, Tamil Nadu Pincode: 600068 | TL/MD/2019/000005 | 27-Dec-2019 | Personal care products and family planning (Biological evaluation as per ISO 10993) | Class C
GLR Laboratories Private Limited 444 Gokulam Street, Tiruvallur, Tamil Nadu Pincode: 600068 | TL/MD/2019/000005 | 27-Dec-2019 | Urological devices (Biological evaluation as per ISO 10993) | Class C
GLR Laboratories Private Limited 444 Gokulam Street, Tiruvallur, Tamil Nadu Pincode: 600068 | TL/MD/2019/000005 | 27-Dec-2019 | All medical devices and Materials (Biological evaluation as per ISO 10993) | Class D
GLR Laboratories Private Limited 444 Gokulam Street, Tiruvallur, Tamil Nadu Pincode: 600068 | TL/MD/2019/000005 | 27-Dec-2019 | Cardiovascular devices (Biological evaluation as per ISO 10993) | Class D
GLR Laboratories Private Limited 444 Gokulam Street, Tiruvallur, Tamil Nadu Pincode: 600068 | TL/MD/2019/000005 | 27-Dec-2019 | Dental devices (Biological evaluation as per ISO 10993) | Class D
GLR Laboratories Private Limited 444 Gokulam Street, Tiruvallur, Tamil Nadu Pincode: 600068 | TL/MD/2019/000005 | 27-Dec-2019 | Haematological devices and IV sets (Biological evaluation as per ISO 10993) | Class D
GLR Laboratories Private Limited 444 Gokulam Street, Tiruvallur, Tamil Nadu Pincode: 600068 | TL/MD/2019/000005 | 27-Dec-2019 | Neurological devices (Biological evaluation as per ISO 10993) | Class D
GLR Laboratories Private Limited 444 Gokulam Street, Tiruvallur, Tamil Nadu Pincode: 600068 | TL/MD/2019/000005 | 27-Dec-2019 | Ocular devices (Biological evaluation as per ISO 10993) | Class D
GLR Laboratories Private Limited 444 Gokulam Street, Tiruvallur, Tamil Nadu Pincode: 600068 | TL/MD/2019/000005 | 27-Dec-2019 | Orthopaedic devices (Biological evaluation as per ISO 10993) | Class D
GLR Laboratories Private Limited 444 Gokulam Street, Tiruvallur, Tamil Nadu Pincode: 600068 | TL/MD/2019/000005 | 27-Dec-2019 | Respiratory devices (Biological evaluation as per ISO 10993) | Class D
GLR Laboratories Private Limited 444 Gokulam Street, Tiruvallur, Tamil Nadu Pincode: 600068 | TL/MD/2019/000005 | 27-Dec-2019 | Surgical devices and sutures (Biological evaluation as per ISO 10993) | Class D
HLL LIFECARE LIMITED EMC-EMI TESTING LAB, B-14A, SECTOR-62, NOIDA, Gautam Buddha Nagar, Uttar Pradesh Pincode: 201301 | TL/MD/2023/000002 | 28-Apr-2023 | Apgar Timer. | Class A
HLL LIFECARE LIMITED EMC-EMI TESTING LAB, B-14A, SECTOR-62, NOIDA, Gautam Buddha Nagar, Uttar Pradesh Pincode: 201301 | TL/MD/2023/000002 | 28-Apr-2023 | Birthing Bed/Table, Powered | Class A
HLL LIFECARE LIMITED EMC-EMI TESTING LAB, B-14A, SECTOR-62, NOIDA, Gautam Buddha Nagar, Uttar Pradesh Pincode: 201301 | TL/MD/2023/000002 | 28-Apr-2023 | Blood Bank Centrifuge | Class A
HLL LIFECARE LIMITED EMC-EMI TESTING LAB, B-14A, SECTOR-62, NOIDA, Gautam Buddha Nagar, Uttar Pradesh Pincode: 201301 | TL/MD/2023/000002 | 28-Apr-2023 | Bulk Oxygen Concentration System | Class A
HLL LIFECARE LIMITED EMC-EMI TESTING LAB, B-14A, SECTOR-62, NOIDA, Gautam Buddha Nagar, Uttar Pradesh Pincode: 201301 | TL/MD/2023/000002 | 28-Apr-2023 | Chair, Haemodialysis, Electrically Powered/Manual. | Class A
HLL LIFECARE LIMITED EMC-EMI TESTING LAB, B-14A, SECTOR-62, NOIDA, Gautam Buddha Nagar, Uttar Pradesh Pincode: 201301 | TL/MD/2023/000002 | 28-Apr-2023 | Diagnostic X-Ray High Voltage Generator | Class A
HLL LIFECARE LIMITED EMC-EMI TESTING LAB, B-14A, SECTOR-62, NOIDA, Gautam Buddha Nagar, Uttar Pradesh Pincode: 201301 | TL/MD/2023/000002 | 28-Apr-2023 | Electroencephalograph Tester | Class A
HLL LIFECARE LIMITED EMC-EMI TESTING LAB, B-14A, SECTOR-62, NOIDA, Gautam Buddha Nagar, Uttar Pradesh Pincode: 201301 | TL/MD/2023/000002 | 28-Apr-2023 | ENT Chair, Electric | Class A
HLL LIFECARE LIMITED EMC-EMI TESTING LAB, B-14A, SECTOR-62, NOIDA, Gautam Buddha Nagar, Uttar Pradesh Pincode: 201301 | TL/MD/2023/000002 | 28-Apr-2023 | Heat-Sealing Device | Class A
HLL LIFECARE LIMITED EMC-EMI TESTING LAB, B-14A, SECTOR-62, NOIDA, Gautam Buddha Nagar, Uttar Pradesh Pincode: 201301 | TL/MD/2023/000002 | 28-Apr-2023 | Infant Incubator Warming Hood | Class A
HLL LIFECARE LIMITED EMC-EMI TESTING LAB, B-14A, SECTOR-62, NOIDA, Gautam Buddha Nagar, Uttar Pradesh Pincode: 201301 | TL/MD/2023/000002 | 28-Apr-2023 | Oxygen Saturation/Pulse Rate Simulator | Class A
HLL LIFECARE LIMITED EMC-EMI TESTING LAB, B-14A, SECTOR-62, NOIDA, Gautam Buddha Nagar, Uttar Pradesh Pincode: 201301 | TL/MD/2023/000002 | 28-Apr-2023 | Patient Scale | Class A
HLL LIFECARE LIMITED EMC-EMI TESTING LAB, B-14A, SECTOR-62, NOIDA, Gautam Buddha Nagar, Uttar Pradesh Pincode: 201301 | TL/MD/2023/000002 | 28-Apr-2023 | Perimeter | Class A
HLL LIFECARE LIMITED EMC-EMI TESTING LAB, B-14A, SECTOR-62, NOIDA, Gautam Buddha Nagar, Uttar Pradesh Pincode: 201301 | TL/MD/2023/000002 | 28-Apr-2023 | Stress Test Treadmill | Class A
HLL LIFECARE LIMITED EMC-EMI TESTING LAB, B-14A, SECTOR-62, NOIDA, Gautam Buddha Nagar, Uttar Pradesh Pincode: 201301 | TL/MD/2023/000002 | 28-Apr-2023 | Activated-Oxygen Generator | Class B
HLL LIFECARE LIMITED EMC-EMI TESTING LAB, B-14A, SECTOR-62, NOIDA, Gautam Buddha Nagar, Uttar Pradesh Pincode: 201301 | TL/MD/2023/000002 | 28-Apr-2023 | Arthritis TENS System | Class B
HLL LIFECARE LIMITED EMC-EMI TESTING LAB, B-14A, SECTOR-62, NOIDA, Gautam Buddha Nagar, Uttar Pradesh Pincode: 201301 | TL/MD/2023/000002 | 28-Apr-2023 | Blood Storage Refrigerator | Class B
HLL LIFECARE LIMITED EMC-EMI TESTING LAB, B-14A, SECTOR-62, NOIDA, Gautam Buddha Nagar, Uttar Pradesh Pincode: 201301 | TL/MD/2023/000002 | 28-Apr-2023 | Cardiac Monitor (Including) | Class B
HLL LIFECARE LIMITED EMC-EMI TESTING LAB, B-14A, SECTOR-62, NOIDA, Gautam Buddha Nagar, Uttar Pradesh Pincode: 201301 | TL/MD/2023/000002 | 28-Apr-2023 | Chest X-Ray Computer Aided Detection | Class B
HLL LIFECARE LIMITED EMC-EMI TESTING LAB, B-14A, SECTOR-62, NOIDA, Gautam Buddha Nagar, Uttar Pradesh Pincode: 201301 | TL/MD/2023/000002 | 28-Apr-2023 | Cystometer | Class B
HLL LIFECARE LIMITED EMC-EMI TESTING LAB, B-14A, SECTOR-62, NOIDA, Gautam Buddha Nagar, Uttar Pradesh Pincode: 201301 | TL/MD/2023/000002 | 28-Apr-2023 | Deep-Tissue Electromagnetic Stimulation System | Class B
HLL LIFECARE LIMITED EMC-EMI TESTING LAB, B-14A, SECTOR-62, NOIDA, Gautam Buddha Nagar, Uttar Pradesh Pincode: 201301 | TL/MD/2023/000002 | 28-Apr-2023 | Dental Suction System | Class B
HLL LIFECARE LIMITED EMC-EMI TESTING LAB, B-14A, SECTOR-62, NOIDA, Gautam Buddha Nagar, Uttar Pradesh Pincode: 201301 | TL/MD/2023/000002 | 28-Apr-2023 | Diagnostic Spirometer | Class B
HLL LIFECARE LIMITED EMC-EMI TESTING LAB, B-14A, SECTOR-62, NOIDA, Gautam Buddha Nagar, Uttar Pradesh Pincode: 201301 | TL/MD/2023/000002 | 28-Apr-2023 | Echocardiograph | Class B
HLL LIFECARE LIMITED EMC-EMI TESTING LAB, B-14A, SECTOR-62, NOIDA, Gautam Buddha Nagar, Uttar Pradesh Pincode: 201301 | TL/MD/2023/000002 | 28-Apr-2023 | Electrocardiograph | Class B
HLL LIFECARE LIMITED EMC-EMI TESTING LAB, B-14A, SECTOR-62, NOIDA, Gautam Buddha Nagar, Uttar Pradesh Pincode: 201301 | TL/MD/2023/000002 | 28-Apr-2023 | Electroencephalogram (EEG) Signal Spectrum Analyzer. | Class B
HLL LIFECARE LIMITED EMC-EMI TESTING LAB, B-14A, SECTOR-62, NOIDA, Gautam Buddha Nagar, Uttar Pradesh Pincode: 201301 | TL/MD/2023/000002 | 28-Apr-2023 | Electroencephalograph Test Signal Generator. | Class B
HLL LIFECARE LIMITED EMC-EMI TESTING LAB, B-14A, SECTOR-62, NOIDA, Gautam Buddha Nagar, Uttar Pradesh Pincode: 201301 | TL/MD/2023/000002 | 28-Apr-2023 | Electrohydraulic Lithotripsy System | Class B
HLL LIFECARE LIMITED EMC-EMI TESTING LAB, B-14A, SECTOR-62, NOIDA, Gautam Buddha Nagar, Uttar Pradesh Pincode: 201301 | TL/MD/2023/000002 | 28-Apr-2023 | Electromechanical Lithotripsy System, Extracorporeal | Class B
HLL LIFECARE LIMITED EMC-EMI TESTING LAB, B-14A, SECTOR-62, NOIDA, Gautam Buddha Nagar, Uttar Pradesh Pincode: 201301 | TL/MD/2023/000002 | 28-Apr-2023 | Electromechanical Lithotripsy System, Intracorporeal | Class B
HLL LIFECARE LIMITED EMC-EMI TESTING LAB, B-14A, SECTOR-62, NOIDA, Gautam Buddha Nagar, Uttar Pradesh Pincode: 201301 | TL/MD/2023/000002 | 28-Apr-2023 | Electromyograph | Class B
HLL LIFECARE LIMITED EMC-EMI TESTING LAB, B-14A, SECTOR-62, NOIDA, Gautam Buddha Nagar, Uttar Pradesh Pincode: 201301 | TL/MD/2023/000002 | 28-Apr-2023 | Foetal Pulse Oximeter | Class B
HLL LIFECARE LIMITED EMC-EMI TESTING LAB, B-14A, SECTOR-62, NOIDA, Gautam Buddha Nagar, Uttar Pradesh Pincode: 201301 | TL/MD/2023/000002 | 28-Apr-2023 | General-Purpose Ultrasound Imaging System | Class B
HLL LIFECARE LIMITED EMC-EMI TESTING LAB, B-14A, SECTOR-62, NOIDA, Gautam Buddha Nagar, Uttar Pradesh Pincode: 201301 | TL/MD/2023/000002 | 28-Apr-2023 | Infant Apnoea Monitor | Class B
HLL LIFECARE LIMITED EMC-EMI TESTING LAB, B-14A, SECTOR-62, NOIDA, Gautam Buddha Nagar, Uttar Pradesh Pincode: 201301 | TL/MD/2023/000002 | 28-Apr-2023 | Intracardiac Oximeter | Class B
HLL LIFECARE LIMITED EMC-EMI TESTING LAB, B-14A, SECTOR-62, NOIDA, Gautam Buddha Nagar, Uttar Pradesh Pincode: 201301 | TL/MD/2023/000002 | 28-Apr-2023 | Intracorporeal Lithotripsy Suction System | Class B
HLL LIFECARE LIMITED EMC-EMI TESTING LAB, B-14A, SECTOR-62, NOIDA, Gautam Buddha Nagar, Uttar Pradesh Pincode: 201301 | TL/MD/2023/000002 | 28-Apr-2023 | Keratoscope | Class B
HLL LIFECARE LIMITED EMC-EMI TESTING LAB, B-14A, SECTOR-62, NOIDA, Gautam Buddha Nagar, Uttar Pradesh Pincode: 201301 | TL/MD/2023/000002 | 28-Apr-2023 | Medium-Wave Diathermy Treatment System | Class B
HLL LIFECARE LIMITED EMC-EMI TESTING LAB, B-14A, SECTOR-62, NOIDA, Gautam Buddha Nagar, Uttar Pradesh Pincode: 201301 | TL/MD/2023/000002 | 28-Apr-2023 | Microwave Diathermy Treatment System | Class B
HLL LIFECARE LIMITED EMC-EMI TESTING LAB, B-14A, SECTOR-62, NOIDA, Gautam Buddha Nagar, Uttar Pradesh Pincode: 201301 | TL/MD/2023/000002 | 28-Apr-2023 | Musculoskeletal Infrared Phototherapy Unit | Class B
HLL LIFECARE LIMITED EMC-EMI TESTING LAB, B-14A, SECTOR-62, NOIDA, Gautam Buddha Nagar, Uttar Pradesh Pincode: 201301 | TL/MD/2023/000002 | 28-Apr-2023 | Neurosurgical Microscope | Class B
HLL LIFECARE LIMITED EMC-EMI TESTING LAB, B-14A, SECTOR-62, NOIDA, Gautam Buddha Nagar, Uttar Pradesh Pincode: 201301 | TL/MD/2023/000002 | 28-Apr-2023 | Nitrogen Monoxide Analyser | Class B
HLL LIFECARE LIMITED EMC-EMI TESTING LAB, B-14A, SECTOR-62, NOIDA, Gautam Buddha Nagar, Uttar Pradesh Pincode: 201301 | TL/MD/2023/000002 | 28-Apr-2023 | Nitrous Oxide Analyser | Class B
HLL LIFECARE LIMITED EMC-EMI TESTING LAB, B-14A, SECTOR-62, NOIDA, Gautam Buddha Nagar, Uttar Pradesh Pincode: 201301 | TL/MD/2023/000002 | 28-Apr-2023 | Oxygen Concentrator | Class B
HLL LIFECARE LIMITED EMC-EMI TESTING LAB, B-14A, SECTOR-62, NOIDA, Gautam Buddha Nagar, Uttar Pradesh Pincode: 201301 | TL/MD/2023/000002 | 28-Apr-2023 | Powered Dermatome | Class B
HLL LIFECARE LIMITED EMC-EMI TESTING LAB, B-14A, SECTOR-62, NOIDA, Gautam Buddha Nagar, Uttar Pradesh Pincode: 201301 | TL/MD/2023/000002 | 28-Apr-2023 | Powered Patient Table | Class B
HLL LIFECARE LIMITED EMC-EMI TESTING LAB, B-14A, SECTOR-62, NOIDA, Gautam Buddha Nagar, Uttar Pradesh Pincode: 201301 | TL/MD/2023/000002 | 28-Apr-2023 | Powered X-Rays Radiation Therapy Table | Class B
HLL LIFECARE LIMITED EMC-EMI TESTING LAB, B-14A, SECTOR-62, NOIDA, Gautam Buddha Nagar, Uttar Pradesh Pincode: 201301 | TL/MD/2023/000002 | 28-Apr-2023 | Pulmonary Function Analysis System | Class B
HLL LIFECARE LIMITED EMC-EMI TESTING LAB, B-14A, SECTOR-62, NOIDA, Gautam Buddha Nagar, Uttar Pradesh Pincode: 201301 | TL/MD/2023/000002 | 28-Apr-2023 | Pulmonary Function Analysis System, Paediatric | Class B
HLL LIFECARE LIMITED EMC-EMI TESTING LAB, B-14A, SECTOR-62, NOIDA, Gautam Buddha Nagar, Uttar Pradesh Pincode: 201301 | TL/MD/2023/000002 | 28-Apr-2023 | Pulse Co-Oximeter | Class B
HLL LIFECARE LIMITED EMC-EMI TESTING LAB, B-14A, SECTOR-62, NOIDA, Gautam Buddha Nagar, Uttar Pradesh Pincode: 201301 | TL/MD/2023/000002 | 28-Apr-2023 | Respiratory Apnoea Monitoring System | Class B
HLL LIFECARE LIMITED EMC-EMI TESTING LAB, B-14A, SECTOR-62, NOIDA, Gautam Buddha Nagar, Uttar Pradesh Pincode: 201301 | TL/MD/2023/000002 | 28-Apr-2023 | Respiratory Oxygen Monitor | Class B
HLL LIFECARE LIMITED EMC-EMI TESTING LAB, B-14A, SECTOR-62, NOIDA, Gautam Buddha Nagar, Uttar Pradesh Pincode: 201301 | TL/MD/2023/000002 | 28-Apr-2023 | Ultrasonic Respiratory Humidifier | Class B
HLL LIFECARE LIMITED EMC-EMI TESTING LAB, B-14A, SECTOR-62, NOIDA, Gautam Buddha Nagar, Uttar Pradesh Pincode: 201301 | TL/MD/2023/000002 | 28-Apr-2023 | Whole-Body Plethysmograph | Class B
HLL LIFECARE LIMITED EMC-EMI TESTING LAB, B-14A, SECTOR-62, NOIDA, Gautam Buddha Nagar, Uttar Pradesh Pincode: 201301 | TL/MD/2023/000002 | 28-Apr-2023 | Anesthesia Machine | Class C
HLL LIFECARE LIMITED EMC-EMI TESTING LAB, B-14A, SECTOR-62, NOIDA, Gautam Buddha Nagar, Uttar Pradesh Pincode: 201301 | TL/MD/2023/000002 | 28-Apr-2023 | Carbon Dioxide Monitor | Class C
HLL LIFECARE LIMITED EMC-EMI TESTING LAB, B-14A, SECTOR-62, NOIDA, Gautam Buddha Nagar, Uttar Pradesh Pincode: 201301 | TL/MD/2023/000002 | 28-Apr-2023 | Cardiotocograph | Class C
HLL LIFECARE LIMITED EMC-EMI TESTING LAB, B-14A, SECTOR-62, NOIDA, Gautam Buddha Nagar, Uttar Pradesh Pincode: 201301 | TL/MD/2023/000002 | 28-Apr-2023 | Dental Anesthesias System | Class C
HLL LIFECARE LIMITED EMC-EMI TESTING LAB, B-14A, SECTOR-62, NOIDA, Gautam Buddha Nagar, Uttar Pradesh Pincode: 201301 | TL/MD/2023/000002 | 28-Apr-2023 | Diagnostic X-Ray Beam-Limiting Device | Class C
HLL LIFECARE LIMITED EMC-EMI TESTING LAB, B-14A, SECTOR-62, NOIDA, Gautam Buddha Nagar, Uttar Pradesh Pincode: 201301 | TL/MD/2023/000002 | 28-Apr-2023 | Electroencephalograph. | Class C
HLL LIFECARE LIMITED EMC-EMI TESTING LAB, B-14A, SECTOR-62, NOIDA, Gautam Buddha Nagar, Uttar Pradesh Pincode: 201301 | TL/MD/2023/000002 | 28-Apr-2023 | Electroencephalographic Monitoring System | Class C
HLL LIFECARE LIMITED EMC-EMI TESTING LAB, B-14A, SECTOR-62, NOIDA, Gautam Buddha Nagar, Uttar Pradesh Pincode: 201301 | TL/MD/2023/000002 | 28-Apr-2023 | Electromechanical Orthopaedic Extracorporeal Shock Wave Therapy System | Class C
HLL LIFECARE LIMITED EMC-EMI TESTING LAB, B-14A, SECTOR-62, NOIDA, Gautam Buddha Nagar, Uttar Pradesh Pincode: 201301 | TL/MD/2023/000002 | 28-Apr-2023 | Electronic Monitor For Gravity Flow Infusion Systems | Class C
HLL LIFECARE LIMITED EMC-EMI TESTING LAB, B-14A, SECTOR-62, NOIDA, Gautam Buddha Nagar, Uttar Pradesh Pincode: 201301 | TL/MD/2023/000002 | 28-Apr-2023 | Electrosurgical Cutting and Coagulation Device | Class C
HLL LIFECARE LIMITED EMC-EMI TESTING LAB, B-14A, SECTOR-62, NOIDA, Gautam Buddha Nagar, Uttar Pradesh Pincode: 201301 | TL/MD/2023/000002 | 28-Apr-2023 | Foetal Cardiac Monitor | Class C
HLL LIFECARE LIMITED EMC-EMI TESTING LAB, B-14A, SECTOR-62, NOIDA, Gautam Buddha Nagar, Uttar Pradesh Pincode: 201301 | TL/MD/2023/000002 | 28-Apr-2023 | Foetal Doppler System | Class C
HLL LIFECARE LIMITED EMC-EMI TESTING LAB, B-14A, SECTOR-62, NOIDA, Gautam Buddha Nagar, Uttar Pradesh Pincode: 201301 | TL/MD/2023/000002 | 28-Apr-2023 | General Electrosurgical Unit | Class C
HLL LIFECARE LIMITED EMC-EMI TESTING LAB, B-14A, SECTOR-62, NOIDA, Gautam Buddha Nagar, Uttar Pradesh Pincode: 201301 | TL/MD/2023/000002 | 28-Apr-2023 | High-Frequency Hyperthermia System | Class C
HLL LIFECARE LIMITED EMC-EMI TESTING LAB, B-14A, SECTOR-62, NOIDA, Gautam Buddha Nagar, Uttar Pradesh Pincode: 201301 | TL/MD/2023/000002 | 28-Apr-2023 | High-Frequency Ventilator | Class C
HLL LIFECARE LIMITED EMC-EMI TESTING LAB, B-14A, SECTOR-62, NOIDA, Gautam Buddha Nagar, Uttar Pradesh Pincode: 201301 | TL/MD/2023/000002 | 28-Apr-2023 | Infant Apnoea Monitor | Class C
HLL LIFECARE LIMITED EMC-EMI TESTING LAB, B-14A, SECTOR-62, NOIDA, Gautam Buddha Nagar, Uttar Pradesh Pincode: 201301 | TL/MD/2023/000002 | 28-Apr-2023 | Infant Incubator Control Unit | Class C
HLL LIFECARE LIMITED EMC-EMI TESTING LAB, B-14A, SECTOR-62, NOIDA, Gautam Buddha Nagar, Uttar Pradesh Pincode: 201301 | TL/MD/2023/000002 | 28-Apr-2023 | Interferential Electrical Stimulation System | Class C
HLL LIFECARE LIMITED EMC-EMI TESTING LAB, B-14A, SECTOR-62, NOIDA, Gautam Buddha Nagar, Uttar Pradesh Pincode: 201301 | TL/MD/2023/000002 | 28-Apr-2023 | Laser Lithotripsy System | Class C
HLL LIFECARE LIMITED EMC-EMI TESTING LAB, B-14A, SECTOR-62, NOIDA, Gautam Buddha Nagar, Uttar Pradesh Pincode: 201301 | TL/MD/2023/000002 | 28-Apr-2023 | Male Urinary Outflow Analysis System | Class C
HLL LIFECARE LIMITED EMC-EMI TESTING LAB, B-14A, SECTOR-62, NOIDA, Gautam Buddha Nagar, Uttar Pradesh Pincode: 201301 | TL/MD/2023/000002 | 28-Apr-2023 | Mammographic X-Ray System | Class C
HLL LIFECARE LIMITED EMC-EMI TESTING LAB, B-14A, SECTOR-62, NOIDA, Gautam Buddha Nagar, Uttar Pradesh Pincode: 201301 | TL/MD/2023/000002 | 28-Apr-2023 | Musculoskeletal Intense Therapeutic Ultrasound System | Class C
HLL LIFECARE LIMITED EMC-EMI TESTING LAB, B-14A, SECTOR-62, NOIDA, Gautam Buddha Nagar, Uttar Pradesh Pincode: 201301 | TL/MD/2023/000002 | 28-Apr-2023 | Neonatal CPAP Unit | Class C
HLL LIFECARE LIMITED EMC-EMI TESTING LAB, B-14A, SECTOR-62, NOIDA, Gautam Buddha Nagar, Uttar Pradesh Pincode: 201301 | TL/MD/2023/000002 | 28-Apr-2023 | Neonatal Intensive-Care Ventilator | Class C
HLL LIFECARE LIMITED EMC-EMI TESTING LAB, B-14A, SECTOR-62, NOIDA, Gautam Buddha Nagar, Uttar Pradesh Pincode: 201301 | TL/MD/2023/000002 | 28-Apr-2023 | Neonatal/Paediatric Heart Rate Monitoring Hardware | Class C
HLL LIFECARE LIMITED EMC-EMI TESTING LAB, B-14A, SECTOR-62, NOIDA, Gautam Buddha Nagar, Uttar Pradesh Pincode: 201301 | TL/MD/2023/000002 | 28-Apr-2023 | Neonatal Physiologic Monitoring System | Class C
HLL LIFECARE LIMITED EMC-EMI TESTING LAB, B-14A, SECTOR-62, NOIDA, Gautam Buddha Nagar, Uttar Pradesh Pincode: 201301 | TL/MD/2023/000002 | 28-Apr-2023 | Open Infant Incubator | Class C
HLL LIFECARE LIMITED EMC-EMI TESTING LAB, B-14A, SECTOR-62, NOIDA, Gautam Buddha Nagar, Uttar Pradesh Pincode: 201301 | TL/MD/2023/000002 | 28-Apr-2023 | Oxygen Breath Analyser | Class C
HLL LIFECARE LIMITED EMC-EMI TESTING LAB, B-14A, SECTOR-62, NOIDA, Gautam Buddha Nagar, Uttar Pradesh Pincode: 201301 | TL/MD/2023/000002 | 28-Apr-2023 | Patient Positioning System, Ultrasound | Class C
HLL LIFECARE LIMITED EMC-EMI TESTING LAB, B-14A, SECTOR-62, NOIDA, Gautam Buddha Nagar, Uttar Pradesh Pincode: 201301 | TL/MD/2023/000002 | 28-Apr-2023 | Pulse Oximeter | Class C
HLL LIFECARE LIMITED EMC-EMI TESTING LAB, B-14A, SECTOR-62, NOIDA, Gautam Buddha Nagar, Uttar Pradesh Pincode: 201301 | TL/MD/2023/000002 | 28-Apr-2023 | Short-Wave Diathermy Treatment System | Class C
HLL LIFECARE LIMITED EMC-EMI TESTING LAB, B-14A, SECTOR-62, NOIDA, Gautam Buddha Nagar, Uttar Pradesh Pincode: 201301 | TL/MD/2023/000002 | 28-Apr-2023 | Syringe Pump | Class C
HLL LIFECARE LIMITED EMC-EMI TESTING LAB, B-14A, SECTOR-62, NOIDA, Gautam Buddha Nagar, Uttar Pradesh Pincode: 201301 | TL/MD/2023/000002 | 28-Apr-2023 | X-Ray CT System For Radiotherapy Planning | Class C
IDMA LABORATORIES LIMITED Plot No 391, Industrial Area, Phase-1, Panchkula, Haryana Pincode: 134113 | TL/MD/2024/000007 | 14-Jun-2024 | Handloom Cotton Bandage cloth non-sterilized as 863(Count of yarn, warp, weft, ends, length, mass, picks, width, colour fastness to light and washing, freedom from optical whitner, pH, scouring loss) | Class A
IDMA LABORATORIES LIMITED Plot No 391, Industrial Area, Phase-1, Panchkula, Haryana Pincode: 134113 | TL/MD/2024/000007 | 14-Jun-2024 | Cotton Gauze as IS 758 (Absorbency, Breaking strength, Dimension, freedom from optical whitener, count of Yarn, mass per unit length and area of fabric, threads per dm, ends picks, pH, scoring loss ) | Class B
IDMA LABORATORIES LIMITED Plot No 391, Industrial Area, Phase-1, Panchkula, Haryana Pincode: 134113 | TL/MD/2024/000007 | 14-Jun-2024 | Crepe Bandage as per 4605 (Length, Breaking strength, Dimensions, freedom from optical whitener, count of yarn, mass per unit length and area of fabric, Elasticity, recovery, selvedge of the bandage) | Class B
IDMA LABORATORIES LIMITED Plot No 391, Industrial Area, Phase-1, Panchkula, Haryana Pincode: 134113 | TL/MD/2024/000007 | 14-Jun-2024 | Disposable Surgical rubber gloves as per IS 13422 (Cuff, Dimension, Thickness, Tensile Strength, Airtight Strength, Accelerated ageing, elongation, width) | Class B
IDMA LABORATORIES LIMITED Plot No 391, Industrial Area, Phase-1, Panchkula, Haryana Pincode: 134113 | TL/MD/2024/000007 | 14-Jun-2024 | Elastic Bandage as per 16111 (Weight of Bandage, Blend composition, Extensibility, Material of the bandage, Regain, Stretched length of bandage, width of bandage) | Class B
IDMA LABORATORIES LIMITED Plot No 391, Industrial Area, Phase-1, Panchkula, Haryana Pincode: 134113 | TL/MD/2024/000007 | 14-Jun-2024 | Gloves made from rubber latex and rubber solution as per IS 15354 (Dimensions, water tightness, force at break, Elongation, accelerated ageing) | Class B
IDMA LABORATORIES LIMITED Plot No 391, Industrial Area, Phase-1, Panchkula, Haryana Pincode: 134113 | TL/MD/2024/000007 | 14-Jun-2024 | Single use medical examination Gloves as per IS 15354 (Dimensions, water tightness, force at break, Elongation, accelerated ageing) | Class B
IDMA LABORATORIES LIMITED Plot No 391, Industrial Area, Phase-1, Panchkula, Haryana Pincode: 134113 | TL/MD/2024/000007 | 14-Jun-2024 | Surgical Rubber Gloves as per IS 4148 (Dimension, Thickness, elongation. Tensile Strength, Accelerated ageing, Tension test, heat ageing in autoclave) | Class B
IDMA LABORATORIES LIMITED Plot No 391, Industrial Area, Phase-1, Panchkula, Haryana Pincode: 134113 | TL/MD/2024/000007 | 14-Jun-2024 | Natural Rubber Latex Male condoms as per IS 4074 (Bursting pressure and volume,Integral bead, length, thickness, width, freedom from holes, visible defect | Class C
Indian Analytical Laboratories A-11, vidya vihar, pocket-A, Hastsal Indl. Area, Uttam Nagar , South West Delhi, Delhi Pincode: 110059 | TL/MD/2024/000005 | 05-Jun-2024 | Surgical Glowes (Sterility as per IP ) | Class A
Indian Analytical Laboratories A-11, vidya vihar, pocket-A, Hastsal Indl. Area, Uttam Nagar , South West Delhi, Delhi Pincode: 110059 | TL/MD/2024/000005 | 05-Jun-2024 | Disposable Syringe with Needle ( Sterility , BET as per IP ) | Class B
Indian Analytical Laboratories A-11, vidya vihar, pocket-A, Hastsal Indl. Area, Uttam Nagar , South West Delhi, Delhi Pincode: 110059 | TL/MD/2024/000005 | 05-Jun-2024 | Hypodermic Needles (Sterility ,BET as per IP ) | Class B
Indian Analytical Laboratories A-11, vidya vihar, pocket-A, Hastsal Indl. Area, Uttam Nagar , South West Delhi, Delhi Pincode: 110059 | TL/MD/2024/000005 | 05-Jun-2024 | I.V. Cannula ( Sterility as per IP and Bio burden Test) | Class B
Indian Analytical Laboratories A-11, vidya vihar, pocket-A, Hastsal Indl. Area, Uttam Nagar , South West Delhi, Delhi Pincode: 110059 | TL/MD/2024/000005 | 05-Jun-2024 | Medical Disposable Devices for Single Uses (Sterility as per IP) Endotracheal Tube, Sterilised Face Mask,Oxygen Mask,Sterilised Cotton, Sterilised Medical Dressings, Anastasia Face Mask,Infant Tubes, | Class B
Indian Analytical Laboratories A-11, vidya vihar, pocket-A, Hastsal Indl. Area, Uttam Nagar , South West Delhi, Delhi Pincode: 110059 | TL/MD/2024/000005 | 05-Jun-2024 | Medical Disposable Devices for Single Uses (Sterility as per IP) Heart Valves,Scalp Vein,Tubal Rings,Fallopian Rings,Copper T, Ryles Tubes,IVD Kits. | Class B
Indian Analytical Laboratories A-11, vidya vihar, pocket-A, Hastsal Indl. Area, Uttam Nagar , South West Delhi, Delhi Pincode: 110059 | TL/MD/2024/000005 | 05-Jun-2024 | Medical Disposable Devices for Single Uses (Sterility as per IP) Nebulising Mask, Scalpel,Surgical Blades,Disposable Perfusion Set,Orthopaedic Implants,Cardiac Stents, Intraocular Lenses,Heart Valves, | Class B
Indian Analytical Laboratories A-11, vidya vihar, pocket-A, Hastsal Indl. Area, Uttam Nagar , South West Delhi, Delhi Pincode: 110059 | TL/MD/2024/000005 | 05-Jun-2024 | Blood Bags (Sterility and BET as per IP) | Class C
Indian Analytical Laboratories A-11, vidya vihar, pocket-A, Hastsal Indl. Area, Uttam Nagar , South West Delhi, Delhi Pincode: 110059 | TL/MD/2024/000005 | 05-Jun-2024 | Catheters (Sterility as per IP and Bio burden Test ) | Class C
Indian Analytical Laboratories A-11, vidya vihar, pocket-A, Hastsal Indl. Area, Uttam Nagar , South West Delhi, Delhi Pincode: 110059 | TL/MD/2024/000005 | 05-Jun-2024 | Surgical Sutures (Sterility as per IP ) | Class C
INSTITUTE FOR INDUSTRIAL RESEARCH & TOXICOLOGY F-209, PHASE-1, UPSIDC, M.G. ROAD, GHAZIABAD , Hapur (Panchsheel Nagar), Uttar Pradesh Pincode: 245101 | TL/MD/2022/000005 | 09-May-2022 | Coronary Artery Cannula (Test Parameter-BET and Sterility) | Class B
INSTITUTE FOR INDUSTRIAL RESEARCH & TOXICOLOGY F-209, PHASE-1, UPSIDC, M.G. ROAD, GHAZIABAD , Hapur (Panchsheel Nagar), Uttar Pradesh Pincode: 245101 | TL/MD/2022/000005 | 09-May-2022 | Endotracheal tube (Test Parameter-BET, Bioburdan and Sterility) | Class B
INSTITUTE FOR INDUSTRIAL RESEARCH & TOXICOLOGY F-209, PHASE-1, UPSIDC, M.G. ROAD, GHAZIABAD , Hapur (Panchsheel Nagar), Uttar Pradesh Pincode: 245101 | TL/MD/2022/000005 | 09-May-2022 | Foley Catheter Two way (Test Parameter-BET and Sterility) | Class B
INSTITUTE FOR INDUSTRIAL RESEARCH & TOXICOLOGY F-209, PHASE-1, UPSIDC, M.G. ROAD, GHAZIABAD , Hapur (Panchsheel Nagar), Uttar Pradesh Pincode: 245101 | TL/MD/2022/000005 | 09-May-2022 | Male Catheter (Test Parameter-BET and Sterility) | Class B
INSTITUTE FOR INDUSTRIAL RESEARCH & TOXICOLOGY F-209, PHASE-1, UPSIDC, M.G. ROAD, GHAZIABAD , Hapur (Panchsheel Nagar), Uttar Pradesh Pincode: 245101 | TL/MD/2022/000005 | 09-May-2022 | Multiple Lumen Catheter (Test Parameter-BET and Sterility) | Class B
INSTITUTE FOR INDUSTRIAL RESEARCH & TOXICOLOGY F-209, PHASE-1, UPSIDC, M.G. ROAD, GHAZIABAD , Hapur (Panchsheel Nagar), Uttar Pradesh Pincode: 245101 | TL/MD/2022/000005 | 09-May-2022 | natural rubber latex condom (Test Parameter-BET ) | Class B
INSTITUTE FOR INDUSTRIAL RESEARCH & TOXICOLOGY F-209, PHASE-1, UPSIDC, M.G. ROAD, GHAZIABAD , Hapur (Panchsheel Nagar), Uttar Pradesh Pincode: 245101 | TL/MD/2022/000005 | 09-May-2022 | Ryles Tube 14FG (Test Parameter-BET, Bioburdan and Sterility) | Class B
INSTITUTE FOR INDUSTRIAL RESEARCH & TOXICOLOGY F-209, PHASE-1, UPSIDC, M.G. ROAD, GHAZIABAD , Hapur (Panchsheel Nagar), Uttar Pradesh Pincode: 245101 | TL/MD/2022/000005 | 09-May-2022 | DOLPHIN SUTURES (Test parameter-Sterility) | Class C
INSTITUTE FOR INDUSTRIAL RESEARCH & TOXICOLOGY F-209, PHASE-1, UPSIDC, M.G. ROAD, GHAZIABAD , Hapur (Panchsheel Nagar), Uttar Pradesh Pincode: 245101 | TL/MD/2022/000005 | 09-May-2022 | DISPOSABLE CENTRAL VENOUS CATHETER (Test Parameter-BET and Sterility) | Class D
INSTITUTE FOR INDUSTRIAL RESEARCH & TOXICOLOGY F-209, PHASE-1, UPSIDC, M.G. ROAD, GHAZIABAD , Hapur (Panchsheel Nagar), Uttar Pradesh Pincode: 245101 | TL/MD/2022/000005 | 09-May-2022 | DISPOSABLE ELECTRODE RECORDING CATHETER (Test Parameter-BET and Sterility) | Class D
INSTITUTE FOR INDUSTRIAL RESEARCH & TOXICOLOGY F-209, PHASE-1, UPSIDC, M.G. ROAD, GHAZIABAD , Hapur (Panchsheel Nagar), Uttar Pradesh Pincode: 245101 | TL/MD/2022/000005 | 09-May-2022 | DISPOSABLE EMBOLECTOMY CATHETER (Test Parameter-BET and Sterility) | Class D
INSTITUTE FOR INDUSTRIAL RESEARCH & TOXICOLOGY F-209, PHASE-1, UPSIDC, M.G. ROAD, GHAZIABAD , Hapur (Panchsheel Nagar), Uttar Pradesh Pincode: 245101 | TL/MD/2022/000005 | 09-May-2022 | DISPOSABLE THERMODILUTION CATHETER (Test Parameter-BET and Sterility) | Class D
INSTITUTE FOR INDUSTRIAL RESEARCH & TOXICOLOGY F-209, PHASE-1, UPSIDC, M.G. ROAD, GHAZIABAD , Hapur (Panchsheel Nagar), Uttar Pradesh Pincode: 245101 | TL/MD/2022/000005 | 09-May-2022 | DOUBLE LUMEN CATHETER SET (Test Parameter-BET and Sterility) | Class D
INSTITUTE FOR INDUSTRIAL RESEARCH & TOXICOLOGY F-209, PHASE-1, UPSIDC, M.G. ROAD, GHAZIABAD , Hapur (Panchsheel Nagar), Uttar Pradesh Pincode: 245101 | TL/MD/2022/000005 | 09-May-2022 | Foley Catheter Two way (Test Parameter-BET and Sterility) | Class D
INSTITUTE FOR INDUSTRIAL RESEARCH & TOXICOLOGY F-209, PHASE-1, UPSIDC, M.G. ROAD, GHAZIABAD , Hapur (Panchsheel Nagar), Uttar Pradesh Pincode: 245101 | TL/MD/2022/000005 | 09-May-2022 | INTRODUCER SHEATH CATHETER (Test Parameter-BET and Sterility) | Class D
INSTITUTE FOR INDUSTRIAL RESEARCH & TOXICOLOGY F-209, PHASE-1, UPSIDC, M.G. ROAD, GHAZIABAD , Hapur (Panchsheel Nagar), Uttar Pradesh Pincode: 245101 | TL/MD/2022/000005 | 09-May-2022 | Urethreal Catheter (Test Parameter-BET and Sterility) | Class D
INTERSTELLER TESTING CENTER 86, INDUSTRIAL AREA, PHASE 1, Panchkula, Haryana Pincode: 134109 | TL/MD/2022/000009 | 03-Oct-2022 | Alcohol Swabs (Test parameter- Sterility and BET) | Class A
INTERSTELLER TESTING CENTER 86, INDUSTRIAL AREA, PHASE 1, Panchkula, Haryana Pincode: 134109 | TL/MD/2022/000009 | 03-Oct-2022 | Bolster Suture (Test parameter- Sterility and BET) | Class A
INTERSTELLER TESTING CENTER 86, INDUSTRIAL AREA, PHASE 1, Panchkula, Haryana Pincode: 134109 | TL/MD/2022/000009 | 03-Oct-2022 | Nasopharyngeal Catheter (Test parameter- Sterility and BET) | Class A
INTERSTELLER TESTING CENTER 86, INDUSTRIAL AREA, PHASE 1, Panchkula, Haryana Pincode: 134109 | TL/MD/2022/000009 | 03-Oct-2022 | Surgical Dressing (Test parameter- Sterility and BET) | Class A
INTERSTELLER TESTING CENTER 86, INDUSTRIAL AREA, PHASE 1, Panchkula, Haryana Pincode: 134109 | TL/MD/2022/000009 | 03-Oct-2022 | Blood Transfusion set (Test parameter- Sterility and BET) | Class B
INTERSTELLER TESTING CENTER 86, INDUSTRIAL AREA, PHASE 1, Panchkula, Haryana Pincode: 134109 | TL/MD/2022/000009 | 03-Oct-2022 | Coude catheter (Test parameter- Sterility and BET) | Class B
INTERSTELLER TESTING CENTER 86, INDUSTRIAL AREA, PHASE 1, Panchkula, Haryana Pincode: 134109 | TL/MD/2022/000009 | 03-Oct-2022 | Disposable Hypodermic needles (Test parameter- Sterility and BET) | Class B
INTERSTELLER TESTING CENTER 86, INDUSTRIAL AREA, PHASE 1, Panchkula, Haryana Pincode: 134109 | TL/MD/2022/000009 | 03-Oct-2022 | Disposable Hypodermic Syringe (Test parameter- Sterility and BET) | Class B
INTERSTELLER TESTING CENTER 86, INDUSTRIAL AREA, PHASE 1, Panchkula, Haryana Pincode: 134109 | TL/MD/2022/000009 | 03-Oct-2022 | Disposable perfusion set (Test parameter- Sterility and BET) | Class B
INTERSTELLER TESTING CENTER 86, INDUSTRIAL AREA, PHASE 1, Panchkula, Haryana Pincode: 134109 | TL/MD/2022/000009 | 03-Oct-2022 | Feeding Tube (Test parameter- Sterility and BET) | Class B
INTERSTELLER TESTING CENTER 86, INDUSTRIAL AREA, PHASE 1, Panchkula, Haryana Pincode: 134109 | TL/MD/2022/000009 | 03-Oct-2022 | Foley Catheter (Test parameter- Sterility and BET) | Class B
INTERSTELLER TESTING CENTER 86, INDUSTRIAL AREA, PHASE 1, Panchkula, Haryana Pincode: 134109 | TL/MD/2022/000009 | 03-Oct-2022 | Gastro-Enterostomy Tube (Test parameter- Sterility and BET) | Class B
INTERSTELLER TESTING CENTER 86, INDUSTRIAL AREA, PHASE 1, Panchkula, Haryana Pincode: 134109 | TL/MD/2022/000009 | 03-Oct-2022 | Gastrointestinal Tube (Test parameter- Sterility and BET) | Class B
INTERSTELLER TESTING CENTER 86, INDUSTRIAL AREA, PHASE 1, Panchkula, Haryana Pincode: 134109 | TL/MD/2022/000009 | 03-Oct-2022 | IV cannula (Test parameter- Sterility and BET) | Class B
INTERSTELLER TESTING CENTER 86, INDUSTRIAL AREA, PHASE 1, Panchkula, Haryana Pincode: 134109 | TL/MD/2022/000009 | 03-Oct-2022 | Nasogastric Tube/ Ryles Tube (Test parameter- Sterility and BET) | Class B
INTERSTELLER TESTING CENTER 86, INDUSTRIAL AREA, PHASE 1, Panchkula, Haryana Pincode: 134109 | TL/MD/2022/000009 | 03-Oct-2022 | Orthopaedic implants (Test parameter- Sterility and BET) | Class B
INTERSTELLER TESTING CENTER 86, INDUSTRIAL AREA, PHASE 1, Panchkula, Haryana Pincode: 134109 | TL/MD/2022/000009 | 03-Oct-2022 | Suprapubic or non disposable cannula (Test parameter- Sterility and BET) | Class B
INTERSTELLER TESTING CENTER 86, INDUSTRIAL AREA, PHASE 1, Panchkula, Haryana Pincode: 134109 | TL/MD/2022/000009 | 03-Oct-2022 | Surgical stapler (Test parameter- Sterility and BET) | Class B
INTERSTELLER TESTING CENTER 86, INDUSTRIAL AREA, PHASE 1, Panchkula, Haryana Pincode: 134109 | TL/MD/2022/000009 | 03-Oct-2022 | Upper Urinary tract catheter (Test parameter- Sterility and BET) | Class B
INTERSTELLER TESTING CENTER 86, INDUSTRIAL AREA, PHASE 1, Panchkula, Haryana Pincode: 134109 | TL/MD/2022/000009 | 03-Oct-2022 | Urinary Drainage Unit (Test parameter- Sterility and BET) | Class B
INTERSTELLER TESTING CENTER 86, INDUSTRIAL AREA, PHASE 1, Panchkula, Haryana Pincode: 134109 | TL/MD/2022/000009 | 03-Oct-2022 | Ablation device (Test parameter- Sterility and BET) | Class C
INTERSTELLER TESTING CENTER 86, INDUSTRIAL AREA, PHASE 1, Panchkula, Haryana Pincode: 134109 | TL/MD/2022/000009 | 03-Oct-2022 | Contraceptives (Test parameter- Sterility and BET) | Class C
INTERSTELLER TESTING CENTER 86, INDUSTRIAL AREA, PHASE 1, Panchkula, Haryana Pincode: 134109 | TL/MD/2022/000009 | 03-Oct-2022 | Internal Prosthetic placements (Test parameter- Sterility and BET) | Class C
INTERSTELLER TESTING CENTER 86, INDUSTRIAL AREA, PHASE 1, Panchkula, Haryana Pincode: 134109 | TL/MD/2022/000009 | 03-Oct-2022 | Intraocular lenses (Test parameter- Sterility and BET) | Class C
Intertek India Pvt. Ltd. NO. 17/F, 2ND STAGE INDUSTRIAL SUBURB, YESHWANTHPUR INDUSTRIAL AREA, BENGALURU, Bengaluru (Bangalore) Urban, Karnataka Pincode: 560022 | TL/MD/2025/000012 | 13-May-2025 | Medical Beds-IS 13450 (Part 2/Sec 52) and IEC 60601-2-52 (No Exclusion Clauses) | Class A
Intertek India Pvt. Ltd. NO. 17/F, 2ND STAGE INDUSTRIAL SUBURB, YESHWANTHPUR INDUSTRIAL AREA, BENGALURU, Bengaluru (Bangalore) Urban, Karnataka Pincode: 560022 | TL/MD/2025/000012 | 13-May-2025 | Medical Electrical Equipments - IS 13450 (Part 1) and IEC 60601-1 (Excluding Cl. 9.6.2.1, Cl. 10.1.1, Cl. 10.3, Cl. 11.6.5, Cl. 11.6.7, Cl. 11.7, Cl. 17) | Class A
Intertek India Pvt. Ltd. NO. 17/F, 2ND STAGE INDUSTRIAL SUBURB, YESHWANTHPUR INDUSTRIAL AREA, BENGALURU, Bengaluru (Bangalore) Urban, Karnataka Pincode: 560022 | TL/MD/2025/000012 | 13-May-2025 | Ambulatory electrocardiographic systems- IS 13450 (Part 2/Sec 47) and IEC 60601-2-47 (Excluding Cl. 201.12.1, Cl. 202) | Class B
Intertek India Pvt. Ltd. NO. 17/F, 2ND STAGE INDUSTRIAL SUBURB, YESHWANTHPUR INDUSTRIAL AREA, BENGALURU, Bengaluru (Bangalore) Urban, Karnataka Pincode: 560022 | TL/MD/2025/000012 | 13-May-2025 | Automated non-invasive sphygmomanometers- IEC 80601-2-30 (Excluding Cl. 201.15.3.5, Cl. 201.106, Cl. 202, Cl. 210, Cl. 212) | Class B
Intertek India Pvt. Ltd. NO. 17/F, 2ND STAGE INDUSTRIAL SUBURB, YESHWANTHPUR INDUSTRIAL AREA, BENGALURU, Bengaluru (Bangalore) Urban, Karnataka Pincode: 560022 | TL/MD/2025/000012 | 13-May-2025 | Clinical thermometers for body temperature measurements - ISO 80601-2-56 and IS/ISO 80601-2-56 (Excluding Cl. 201.11.7, Cl. 201.101.2, Cl. 201.11.3, Cl. 201.102, Cl. 202) | Class B
Intertek India Pvt. Ltd. NO. 17/F, 2ND STAGE INDUSTRIAL SUBURB, YESHWANTHPUR INDUSTRIAL AREA, BENGALURU, Bengaluru (Bangalore) Urban, Karnataka Pincode: 560022 | TL/MD/2025/000012 | 13-May-2025 | Electrocardiographic monitoring equipment- IS 13450 (Part 2/Sec 27) and IEC 60601-2-27 (Excluding Cl. 201.11.6.5, Cl.202) | Class B
Intertek India Pvt. Ltd. NO. 17/F, 2ND STAGE INDUSTRIAL SUBURB, YESHWANTHPUR INDUSTRIAL AREA, BENGALURU, Bengaluru (Bangalore) Urban, Karnataka Pincode: 560022 | TL/MD/2025/000012 | 13-May-2025 | Electrocardiographs- IS 13450 (Part 2/Sec 25) and IEC 60601-2-25 (Excluding Cl. 202) | Class B
Intertek India Pvt. Ltd. NO. 17/F, 2ND STAGE INDUSTRIAL SUBURB, YESHWANTHPUR INDUSTRIAL AREA, BENGALURU, Bengaluru (Bangalore) Urban, Karnataka Pincode: 560022 | TL/MD/2025/000012 | 13-May-2025 | Medical Electrical Equipments - IS 13450 (Part 1) and IEC 60601-1 (Excluding Cl. 9.6.2.1, Cl. 10.1.1, Cl. 10.3, Cl. 11.6.5, Cl. 11.6.7, Cl. 11.7, Cl. 17) | Class B
Intertek India Pvt. Ltd. NO. 17/F, 2ND STAGE INDUSTRIAL SUBURB, YESHWANTHPUR INDUSTRIAL AREA, BENGALURU, Bengaluru (Bangalore) Urban, Karnataka Pincode: 560022 | TL/MD/2025/000012 | 13-May-2025 | Nerve and Muscle stimulators- IS 13450 (Part 2/ Sec 10) and IEC 60601-2-10 (Excluding Cl. 202) | Class B
Intertek India Pvt. Ltd. NO. 17/F, 2ND STAGE INDUSTRIAL SUBURB, YESHWANTHPUR INDUSTRIAL AREA, BENGALURU, Bengaluru (Bangalore) Urban, Karnataka Pincode: 560022 | TL/MD/2025/000012 | 13-May-2025 | Critical Care Ventilators- ISO 80601-2-12 and IS 13450 (Part 2/Sec 12) (Excluding Cl. 201.9.6.2.1.101, Cl. 201.9.101, Cl. 201.11.7, Cl. 201.15.3.5.101, Cl. 202) | Class C
Intertek India Pvt. Ltd. NO. 17/F, 2ND STAGE INDUSTRIAL SUBURB, YESHWANTHPUR INDUSTRIAL AREA, BENGALURU, Bengaluru (Bangalore) Urban, Karnataka Pincode: 560022 | TL/MD/2025/000012 | 13-May-2025 | High Frequency Surgical Equipment and High Frequency Surgical Accessories-IS 13450 (Part2/Sec2) and IEC60601-2-2(Excluding Cl.201.8.10.4.101, 201.11.6.5, 201.11.6.7, 201.15.101.4 to 201.15.101.9, 202) | Class C
Intertek India Pvt. Ltd. NO. 17/F, 2ND STAGE INDUSTRIAL SUBURB, YESHWANTHPUR INDUSTRIAL AREA, BENGALURU, Bengaluru (Bangalore) Urban, Karnataka Pincode: 560022 | TL/MD/2025/000012 | 13-May-2025 | Home Healthcare Environment Ventilators- ISO 80601-2-72 (Excluding Cl. 201.9.6.2.1.101, Cl. 201.11.7, Cl. 201.14.1, Cl. 201.14.101, Cl. 202) | Class C
Intertek India Pvt. Ltd. NO. 17/F, 2ND STAGE INDUSTRIAL SUBURB, YESHWANTHPUR INDUSTRIAL AREA, BENGALURU, Bengaluru (Bangalore) Urban, Karnataka Pincode: 560022 | TL/MD/2025/000012 | 13-May-2025 | Medical Electrical Equipments - IS 13450 (Part 1) and IEC 60601-1 (Excluding Cl. 9.6.2.1, Cl. 10.1.1, Cl. 10.3, Cl. 11.6.5, Cl. 11.6.7, Cl. 11.7, Cl. 17) | Class C
Intertek India Pvt. Ltd. NO. 17/F, 2ND STAGE INDUSTRIAL SUBURB, YESHWANTHPUR INDUSTRIAL AREA, BENGALURU, Bengaluru (Bangalore) Urban, Karnataka Pincode: 560022 | TL/MD/2025/000012 | 13-May-2025 | Multifunction patient monitors- IEC 80601-2-49 (Excluding Cl. 201.11.6.5, Cl. 201.17, Cl. 202) | Class C
Intertek India Pvt. Ltd. NO. 17/F, 2ND STAGE INDUSTRIAL SUBURB, YESHWANTHPUR INDUSTRIAL AREA, BENGALURU, Bengaluru (Bangalore) Urban, Karnataka Pincode: 560022 | TL/MD/2025/000012 | 13-May-2025 | Pulse oximeter equipment- ISO 80601-2-61 and IS/ISO 80601-2-61 (Excluding Cl. 201.10.4, Cl. 201.11.6.5.101, Cl. 201.12.1.101.2, Cl. 201.12.1.101.3 Cl. 201.15.3.5.101, Cl. 202) | Class C
Intertek India Pvt. Ltd. NO. 17/F, 2ND STAGE INDUSTRIAL SUBURB, YESHWANTHPUR INDUSTRIAL AREA, BENGALURU, Bengaluru (Bangalore) Urban, Karnataka Pincode: 560022 | TL/MD/2025/000012 | 13-May-2025 | Medical Electrical Equipments - IS 13450 (Part 1) and IEC 60601-1 (Excluding Cl. 9.6.2.1, Cl. 10.1.1, Cl. 10.3, Cl. 11.6.5, Cl. 11.6.7, Cl. 11.7, Cl. 17) | Class D
ITL LABS PVT LTD B-283-284, Mangolpuri Industrial Area, Phase I, Delhi ,North West Delhi Delhi -110083, Delhi, India, North West Delhi, Delhi Pincode: 110083 | TL/MD/2021/000001 | 21-Jan-2021 | Disinfectant | Class B
ITL LABS PVT LTD B-283-284, Mangolpuri Industrial Area, Phase I, Delhi ,North West Delhi Delhi -110083, Delhi, India, North West Delhi, Delhi Pincode: 110083 | TL/MD/2021/000001 | 21-Jan-2021 | Disinfectant (Excluding Bio-compatibility testing) | Class B
ITL LABS PVT LTD B-283-284, Mangolpuri Industrial Area, Phase I, Delhi ,North West Delhi Delhi -110083, Delhi, India, North West Delhi, Delhi Pincode: 110083 | TL/MD/2021/000001 | 21-Jan-2021 | Endotracheal (ET) tube | Class B
ITL LABS PVT LTD B-283-284, Mangolpuri Industrial Area, Phase I, Delhi ,North West Delhi Delhi -110083, Delhi, India, North West Delhi, Delhi Pincode: 110083 | TL/MD/2021/000001 | 21-Jan-2021 | Scalp Vein Set | Class B
ITL LABS PVT LTD B-283-284, Mangolpuri Industrial Area, Phase I, Delhi ,North West Delhi Delhi -110083, Delhi, India, North West Delhi, Delhi Pincode: 110083 | TL/MD/2021/000001 | 21-Jan-2021 | Scalp Vein Set (Excluding Bio-compatibility testing) | Class B
ITL LABS PVT LTD B-283-284, Mangolpuri Industrial Area, Phase I, Delhi ,North West Delhi Delhi -110083, Delhi, India, North West Delhi, Delhi Pincode: 110083 | TL/MD/2021/000001 | 21-Jan-2021 | Urine collecting bag | Class B
ITL LABS PVT LTD B-283-284, Mangolpuri Industrial Area, Phase I, Delhi ,North West Delhi Delhi -110083, Delhi, India, North West Delhi, Delhi Pincode: 110083 | TL/MD/2021/000001 | 21-Jan-2021 | Blood Bag (Single Boold Bag,Double Boold Bag ,Triple Boold Bag.,Quad Blood Bag) | Class C
ITL LABS PVT LTD B-283-284, Mangolpuri Industrial Area, Phase I, Delhi ,North West Delhi Delhi -110083, Delhi, India, North West Delhi, Delhi Pincode: 110083 | TL/MD/2021/000001 | 21-Jan-2021 | Disposable Hypodermic Needles | Class C
ITL LABS PVT LTD B-283-284, Mangolpuri Industrial Area, Phase I, Delhi ,North West Delhi Delhi -110083, Delhi, India, North West Delhi, Delhi Pincode: 110083 | TL/MD/2021/000001 | 21-Jan-2021 | Disposable Hypodermic Needles (Excluding Bio-compatibility testing) | Class C
ITL LABS PVT LTD B-283-284, Mangolpuri Industrial Area, Phase I, Delhi ,North West Delhi Delhi -110083, Delhi, India, North West Delhi, Delhi Pincode: 110083 | TL/MD/2021/000001 | 21-Jan-2021 | Disposable Hypodermic Syringes | Class C
ITL LABS PVT LTD B-283-284, Mangolpuri Industrial Area, Phase I, Delhi ,North West Delhi Delhi -110083, Delhi, India, North West Delhi, Delhi Pincode: 110083 | TL/MD/2021/000001 | 21-Jan-2021 | Disposable Perfusion Sets | Class C
ITL LABS PVT LTD B-283-284, Mangolpuri Industrial Area, Phase I, Delhi ,North West Delhi Delhi -110083, Delhi, India, North West Delhi, Delhi Pincode: 110083 | TL/MD/2021/000001 | 21-Jan-2021 | Disposable Perfusion Sets (Excluding Bio-compatibility testing) | Class C
ITL LABS PVT LTD B-283-284, Mangolpuri Industrial Area, Phase I, Delhi ,North West Delhi Delhi -110083, Delhi, India, North West Delhi, Delhi Pincode: 110083 | TL/MD/2021/000001 | 21-Jan-2021 | I.V. Cannulae | Class C
ITL LABS PVT LTD B-283-284, Mangolpuri Industrial Area, Phase I, Delhi ,North West Delhi Delhi -110083, Delhi, India, North West Delhi, Delhi Pincode: 110083 | TL/MD/2021/000001 | 21-Jan-2021 | I.V. Cannulae (Excluding Bio-compatibility testing) | Class C
ITL LABS PVT LTD B-283-284, Mangolpuri Industrial Area, Phase I, Delhi ,North West Delhi Delhi -110083, Delhi, India, North West Delhi, Delhi Pincode: 110083 | TL/MD/2021/000001 | 21-Jan-2021 | Catheters | Class D
ITL LABS PVT LTD B-283-284, Mangolpuri Industrial Area, Phase I, Delhi ,North West Delhi Delhi -110083, Delhi, India, North West Delhi, Delhi Pincode: 110083 | TL/MD/2021/000001 | 21-Jan-2021 | Catheters (Excluding Bio-compatibility testing) | Class D
ITL LABS PVT LTD B-283-284, Mangolpuri Industrial Area, Phase I, Delhi ,North West Delhi Delhi -110083, Delhi, India, North West Delhi, Delhi Pincode: 110083 | TL/MD/2021/000001 | 21-Jan-2021 | Contraceptives | Class D
ITL LABS PVT LTD B-283-284, Mangolpuri Industrial Area, Phase I, Delhi ,North West Delhi Delhi -110083, Delhi, India, North West Delhi, Delhi Pincode: 110083 | TL/MD/2021/000001 | 21-Jan-2021 | Contraceptives (Excluding Bio-compatibility testing) | Class D
ITL LABS PVT LTD B-283-284, Mangolpuri Industrial Area, Phase I, Delhi ,North West Delhi Delhi -110083, Delhi, India, North West Delhi, Delhi Pincode: 110083 | TL/MD/2021/000001 | 21-Jan-2021 | Disposable Hypodermic Needles (Excluding Bio-compatibility testing) | Class D
ITL LABS PVT LTD B-283-284, Mangolpuri Industrial Area, Phase I, Delhi ,North West Delhi Delhi -110083, Delhi, India, North West Delhi, Delhi Pincode: 110083 | TL/MD/2021/000001 | 21-Jan-2021 | Disposable Hypodermic Syringes | Class D
ITL LABS PVT LTD B-283-284, Mangolpuri Industrial Area, Phase I, Delhi ,North West Delhi Delhi -110083, Delhi, India, North West Delhi, Delhi Pincode: 110083 | TL/MD/2021/000001 | 21-Jan-2021 | Disposable Hypodermic Syringes (Excluding Bio-compatibility testing) | Class D
ITL LABS PVT LTD B-283-284, Mangolpuri Industrial Area, Phase I, Delhi ,North West Delhi Delhi -110083, Delhi, India, North West Delhi, Delhi Pincode: 110083 | TL/MD/2021/000001 | 21-Jan-2021 | Surgical Dressings | Class D
ITL LABS PVT LTD B-283-284, Mangolpuri Industrial Area, Phase I, Delhi ,North West Delhi Delhi -110083, Delhi, India, North West Delhi, Delhi Pincode: 110083 | TL/MD/2021/000001 | 21-Jan-2021 | Surgical Dressings (Excluding Bio-compatibility testing) | Class D
ITL LABS PVT LTD B-283-284, Mangolpuri Industrial Area, Phase I, Delhi ,North West Delhi Delhi -110083, Delhi, India, North West Delhi, Delhi Pincode: 110083 | TL/MD/2021/000001 | 21-Jan-2021 | Surgical Gloves ( Sterile/Non Sterile) | Class D
ITL LABS PVT LTD B-283-284, Mangolpuri Industrial Area, Phase I, Delhi ,North West Delhi Delhi -110083, Delhi, India, North West Delhi, Delhi Pincode: 110083 | TL/MD/2021/000001 | 21-Jan-2021 | Surgical Suture | Class D
JAGDAMBA LABORATORIES 119, SOLITAIRE INDUSTRIAL PARK,PHASE-1, DEHMI KALLAN, BAGRU, Jaipur, Rajasthan Pincode: 303007 | TL/MD/2020/000004 | 16-Apr-2020 | Catheters (Test as per IS/ISO 10555 ) | Class A
JAGDAMBA LABORATORIES 119, SOLITAIRE INDUSTRIAL PARK,PHASE-1, DEHMI KALLAN, BAGRU, Jaipur, Rajasthan Pincode: 303007 | TL/MD/2020/000004 | 16-Apr-2020 | Disposable Perfusion Sets (Test as per IS 12655 ) | Class A
JAGDAMBA LABORATORIES 119, SOLITAIRE INDUSTRIAL PARK,PHASE-1, DEHMI KALLAN, BAGRU, Jaipur, Rajasthan Pincode: 303007 | TL/MD/2020/000004 | 16-Apr-2020 | Surgical Dressings (Cotton and Gauze, Bandage ) | Class A
JAGDAMBA LABORATORIES 119, SOLITAIRE INDUSTRIAL PARK,PHASE-1, DEHMI KALLAN, BAGRU, Jaipur, Rajasthan Pincode: 303007 | TL/MD/2020/000004 | 16-Apr-2020 | Catheters (Test as per IS/ISO 10555 ) | Class B
JAGDAMBA LABORATORIES 119, SOLITAIRE INDUSTRIAL PARK,PHASE-1, DEHMI KALLAN, BAGRU, Jaipur, Rajasthan Pincode: 303007 | TL/MD/2020/000004 | 16-Apr-2020 | Disinfectants (As per IP, BP, USP) | Class B
JAGDAMBA LABORATORIES 119, SOLITAIRE INDUSTRIAL PARK,PHASE-1, DEHMI KALLAN, BAGRU, Jaipur, Rajasthan Pincode: 303007 | TL/MD/2020/000004 | 16-Apr-2020 | Disposable Hypodermic Needles (Test as per IS 10654) | Class B
JAGDAMBA LABORATORIES 119, SOLITAIRE INDUSTRIAL PARK,PHASE-1, DEHMI KALLAN, BAGRU, Jaipur, Rajasthan Pincode: 303007 | TL/MD/2020/000004 | 16-Apr-2020 | Disposable Hypodermic Syringes (Test asper IS10258) | Class B
JAGDAMBA LABORATORIES 119, SOLITAIRE INDUSTRIAL PARK,PHASE-1, DEHMI KALLAN, BAGRU, Jaipur, Rajasthan Pincode: 303007 | TL/MD/2020/000004 | 16-Apr-2020 | Disposable Perfusion Sets (Test as per IS 12655) | Class B
JAGDAMBA LABORATORIES 119, SOLITAIRE INDUSTRIAL PARK,PHASE-1, DEHMI KALLAN, BAGRU, Jaipur, Rajasthan Pincode: 303007 | TL/MD/2020/000004 | 16-Apr-2020 | I.V. Cannulae (Test as per IS/ISO 10555 ) | Class B
JAGDAMBA LABORATORIES 119, SOLITAIRE INDUSTRIAL PARK,PHASE-1, DEHMI KALLAN, BAGRU, Jaipur, Rajasthan Pincode: 303007 | TL/MD/2020/000004 | 16-Apr-2020 | scalp vein set (Test as per IS 16097) | Class B
JAGDAMBA LABORATORIES 119, SOLITAIRE INDUSTRIAL PARK,PHASE-1, DEHMI KALLAN, BAGRU, Jaipur, Rajasthan Pincode: 303007 | TL/MD/2020/000004 | 16-Apr-2020 | Surgical Dressings (Cotton and Gauze, Bandage) | Class B
JAGDAMBA LABORATORIES 119, SOLITAIRE INDUSTRIAL PARK,PHASE-1, DEHMI KALLAN, BAGRU, Jaipur, Rajasthan Pincode: 303007 | TL/MD/2020/000004 | 22-Apr-2025 | Catheters (Test as per IS/ISO 10555 ) | Class A
JAGDAMBA LABORATORIES 119, SOLITAIRE INDUSTRIAL PARK,PHASE-1, DEHMI KALLAN, BAGRU, Jaipur, Rajasthan Pincode: 303007 | TL/MD/2020/000004 | 22-Apr-2025 | Disposable Perfusion Sets (Test as per IS 12655 ) | Class A
JAGDAMBA LABORATORIES 119, SOLITAIRE INDUSTRIAL PARK,PHASE-1, DEHMI KALLAN, BAGRU, Jaipur, Rajasthan Pincode: 303007 | TL/MD/2020/000004 | 22-Apr-2025 | Surgical Dressings (Cotton and Gauze, Bandage ) | Class A
JAGDAMBA LABORATORIES 119, SOLITAIRE INDUSTRIAL PARK,PHASE-1, DEHMI KALLAN, BAGRU, Jaipur, Rajasthan Pincode: 303007 | TL/MD/2020/000004 | 22-Apr-2025 | Catheters (Test as per IS/ISO 10555 ) | Class B
JAGDAMBA LABORATORIES 119, SOLITAIRE INDUSTRIAL PARK,PHASE-1, DEHMI KALLAN, BAGRU, Jaipur, Rajasthan Pincode: 303007 | TL/MD/2020/000004 | 22-Apr-2025 | Disinfectants (As per IP, BP, USP) | Class B
JAGDAMBA LABORATORIES 119, SOLITAIRE INDUSTRIAL PARK,PHASE-1, DEHMI KALLAN, BAGRU, Jaipur, Rajasthan Pincode: 303007 | TL/MD/2020/000004 | 22-Apr-2025 | Disposable Hypodermic Needles (Test as per IS 10654) | Class B
JAGDAMBA LABORATORIES 119, SOLITAIRE INDUSTRIAL PARK,PHASE-1, DEHMI KALLAN, BAGRU, Jaipur, Rajasthan Pincode: 303007 | TL/MD/2020/000004 | 22-Apr-2025 | Disposable Hypodermic Syringes (Test asper IS10258) | Class B
JAGDAMBA LABORATORIES 119, SOLITAIRE INDUSTRIAL PARK,PHASE-1, DEHMI KALLAN, BAGRU, Jaipur, Rajasthan Pincode: 303007 | TL/MD/2020/000004 | 22-Apr-2025 | Disposable Perfusion Sets (Test as per IS 12655) | Class B
JAGDAMBA LABORATORIES 119, SOLITAIRE INDUSTRIAL PARK,PHASE-1, DEHMI KALLAN, BAGRU, Jaipur, Rajasthan Pincode: 303007 | TL/MD/2020/000004 | 22-Apr-2025 | I.V. Cannulae (Test as per IS/ISO 10555 ) | Class B
JAGDAMBA LABORATORIES 119, SOLITAIRE INDUSTRIAL PARK,PHASE-1, DEHMI KALLAN, BAGRU, Jaipur, Rajasthan Pincode: 303007 | TL/MD/2020/000004 | 22-Apr-2025 | scalp vein set (Test as per IS 16097) | Class B
JAGDAMBA LABORATORIES 119, SOLITAIRE INDUSTRIAL PARK,PHASE-1, DEHMI KALLAN, BAGRU, Jaipur, Rajasthan Pincode: 303007 | TL/MD/2020/000004 | 22-Apr-2025 | Surgical Dressings (Cotton and Gauze, Bandage) | Class B
Kalam Institute Of Health Technology M/s. Kalam Institute of Health Technology, Serology & Infectious Disease Testing Laboratory, In-Vitro Diagnostic Testing Center, I HUB Building, Ground Floor, AMTZ Campus, Pragati Maidan, VM Steel Project S.O, Visakhapatnam, Andhra Pradesh Pincode: 530031 | TL/IVD/2023/000001 | 19-Dec-2023 | Molecular testing of SARS CoV | Class C
Kalam Institute Of Health Technology M/s. Kalam Institute of Health Technology, Serology & Infectious Disease Testing Laboratory, In-Vitro Diagnostic Testing Center, I HUB Building, Ground Floor, AMTZ Campus, Pragati Maidan, VM Steel Project S.O, Visakhapatnam, Andhra Pradesh Pincode: 530031 | TL/IVD/2023/000001 | 19-Dec-2023 | Rapid Antigen Test Kit - SARS COV / SARS COV2 | Class C
Kalam Institute Of Health Technology M/s. Kalam Institute of Health Technology, Serology & Infectious Disease Testing Laboratory, In-Vitro Diagnostic Testing Center, I HUB Building, Ground Floor, AMTZ Campus, Pragati Maidan, VM Steel Project S.O, Visakhapatnam, Andhra Pradesh Pincode: 530031 | TL/IVD/2023/000001 | 19-Dec-2023 | Viral extraction Kit | Class C
Kalam Institute Of Health Technology M/s. Kalam Institute of Health Technology, Serology & Infectious Disease Testing Laboratory, In-Vitro Diagnostic Testing Center, I HUB Building, Ground Floor, AMTZ Campus, Pragati Maidan, VM Steel Project S.O, Visakhapatnam, Andhra Pradesh Pincode: 530031 | TL/IVD/2023/000001 | 19-Dec-2023 | Viral transfer media | Class C
LIVEON BIOLABS PRIVATE LIMITED 46 & 47, Water tank Road, KIADB Industrial Area, Phase-II, Antharasanahalli, , Tumakuru (Tumkur), Karnataka Pincode: 572106 | TL/MD/2024/000004 | 21-Feb-2024 | Compression Bandages- Acute Systemic Toxicity, ISO 10993 (Part 11), 2017 | Class A
LIVEON BIOLABS PRIVATE LIMITED 46 & 47, Water tank Road, KIADB Industrial Area, Phase-II, Antharasanahalli, , Tumakuru (Tumkur), Karnataka Pincode: 572106 | TL/MD/2024/000004 | 21-Feb-2024 | Compression Bandages- Bacterial Reverse Mutation Test, ISO 10993 (Part 3), 2014 | Class A
LIVEON BIOLABS PRIVATE LIMITED 46 & 47, Water tank Road, KIADB Industrial Area, Phase-II, Antharasanahalli, , Tumakuru (Tumkur), Karnataka Pincode: 572106 | TL/MD/2024/000004 | 21-Feb-2024 | Compression Bandages- Intracutaneous Reactivity Test in Rabbits, ISO 10993 (Part 23) 2021 | Class A
LIVEON BIOLABS PRIVATE LIMITED 46 & 47, Water tank Road, KIADB Industrial Area, Phase-II, Antharasanahalli, , Tumakuru (Tumkur), Karnataka Pincode: 572106 | TL/MD/2024/000004 | 21-Feb-2024 | Compression Bandages- In-Vitro(-CHO Cell lines) /In Vivo chromosomal Aberration Test, ISO 10993 (Part 3), 2014 | Class A
LIVEON BIOLABS PRIVATE LIMITED 46 & 47, Water tank Road, KIADB Industrial Area, Phase-II, Antharasanahalli, , Tumakuru (Tumkur), Karnataka Pincode: 572106 | TL/MD/2024/000004 | 21-Feb-2024 | Compression BandagesIn Vitro (CHO Cell lines) / In Vivo Micronucleus Test, ISO 10993 (Part 3), 2014 | Class A
LIVEON BIOLABS PRIVATE LIMITED 46 & 47, Water tank Road, KIADB Industrial Area, Phase-II, Antharasanahalli, , Tumakuru (Tumkur), Karnataka Pincode: 572106 | TL/MD/2024/000004 | 21-Feb-2024 | Compression Bandages- In- Vitro cytotoxicity test, ISO 10993 (Part 5) 2009 | Class A
LIVEON BIOLABS PRIVATE LIMITED 46 & 47, Water tank Road, KIADB Industrial Area, Phase-II, Antharasanahalli, , Tumakuru (Tumkur), Karnataka Pincode: 572106 | TL/MD/2024/000004 | 21-Feb-2024 | Compression Bandages In-Vitro Mammalian Cell Gene Mutation Test Using the Thymidine Kinase Gene and mouse lymphoma assay using L5178YK, ISO 10993 (Part 3), 2014 | Class A
LIVEON BIOLABS PRIVATE LIMITED 46 & 47, Water tank Road, KIADB Industrial Area, Phase-II, Antharasanahalli, , Tumakuru (Tumkur), Karnataka Pincode: 572106 | TL/MD/2024/000004 | 21-Feb-2024 | Compression Bandages- In Vivo Pyrogenicity, ISO 10993 (Part 11), 2017 | Class A
LIVEON BIOLABS PRIVATE LIMITED 46 & 47, Water tank Road, KIADB Industrial Area, Phase-II, Antharasanahalli, , Tumakuru (Tumkur), Karnataka Pincode: 572106 | TL/MD/2024/000004 | 21-Feb-2024 | Compression Bandages - Skin, ocular, Vaginal, Penile, Rectal irritation tests in rabbits and oral mucosal irritation in hamster, ISO 10993 (Part 23) 2021 | Class A
LIVEON BIOLABS PRIVATE LIMITED 46 & 47, Water tank Road, KIADB Industrial Area, Phase-II, Antharasanahalli, , Tumakuru (Tumkur), Karnataka Pincode: 572106 | TL/MD/2024/000004 | 21-Feb-2024 | Compression Bandages- Skin Sensitization in Guinea pigs, ISO 10993 (Part 10) 2021 | Class A
LIVEON BIOLABS PRIVATE LIMITED 46 & 47, Water tank Road, KIADB Industrial Area, Phase-II, Antharasanahalli, , Tumakuru (Tumkur), Karnataka Pincode: 572106 | TL/MD/2024/000004 | 21-Feb-2024 | Compression Bandages- Tests for interactions with blood for Hemolysis Direct Method / Hemolysis, ISO 10993 (Part 4), 2017 | Class A
LIVEON BIOLABS PRIVATE LIMITED 46 & 47, Water tank Road, KIADB Industrial Area, Phase-II, Antharasanahalli, , Tumakuru (Tumkur), Karnataka Pincode: 572106 | TL/MD/2024/000004 | 21-Feb-2024 | Compression Bandages- Tests for local effects after implantation in Rat and rabbit (Bone, Muscle, Subcutaneous), ISO 10993 (Part 6), 2016 | Class A
LIVEON BIOLABS PRIVATE LIMITED 46 & 47, Water tank Road, KIADB Industrial Area, Phase-II, Antharasanahalli, , Tumakuru (Tumkur), Karnataka Pincode: 572106 | TL/MD/2024/000004 | 21-Feb-2024 | condom - Acute Systemic Toxicity, ISO 10993 (Part 11), 2017 | Class A
LIVEON BIOLABS PRIVATE LIMITED 46 & 47, Water tank Road, KIADB Industrial Area, Phase-II, Antharasanahalli, , Tumakuru (Tumkur), Karnataka Pincode: 572106 | TL/MD/2024/000004 | 21-Feb-2024 | condom - Bacterial Reverse Mutation Test, ISO 10993 (Part 3), 2014 | Class A
LIVEON BIOLABS PRIVATE LIMITED 46 & 47, Water tank Road, KIADB Industrial Area, Phase-II, Antharasanahalli, , Tumakuru (Tumkur), Karnataka Pincode: 572106 | TL/MD/2024/000004 | 21-Feb-2024 | condom - Intracutaneous Reactivity Test in Rabbits, ISO 10993 (Part 23) 2021 | Class A
LIVEON BIOLABS PRIVATE LIMITED 46 & 47, Water tank Road, KIADB Industrial Area, Phase-II, Antharasanahalli, , Tumakuru (Tumkur), Karnataka Pincode: 572106 | TL/MD/2024/000004 | 21-Feb-2024 | condom - In-Vitro(-CHO Cell lines) /In Vivo chromosomal Aberration Test, ISO 10993 (Part 3), 2014 | Class A
LIVEON BIOLABS PRIVATE LIMITED 46 & 47, Water tank Road, KIADB Industrial Area, Phase-II, Antharasanahalli, , Tumakuru (Tumkur), Karnataka Pincode: 572106 | TL/MD/2024/000004 | 21-Feb-2024 | condom -In Vitro (CHO Cell lines) / In Vivo Micronucleus Test, ISO 10993 (Part 3), 2014 | Class A
LIVEON BIOLABS PRIVATE LIMITED 46 & 47, Water tank Road, KIADB Industrial Area, Phase-II, Antharasanahalli, , Tumakuru (Tumkur), Karnataka Pincode: 572106 | TL/MD/2024/000004 | 21-Feb-2024 | condom - In- Vitro cytotoxicity test, ISO 10993 (Part 5) 2009 | Class A
LIVEON BIOLABS PRIVATE LIMITED 46 & 47, Water tank Road, KIADB Industrial Area, Phase-II, Antharasanahalli, , Tumakuru (Tumkur), Karnataka Pincode: 572106 | TL/MD/2024/000004 | 21-Feb-2024 | condom In-Vitro Mammalian Cell Gene Mutation Test Using the Thymidine Kinase Gene and mouse lymphoma assay using L5178YK, ISO 10993 (Part 3), 2014 | Class A
LIVEON BIOLABS PRIVATE LIMITED 46 & 47, Water tank Road, KIADB Industrial Area, Phase-II, Antharasanahalli, , Tumakuru (Tumkur), Karnataka Pincode: 572106 | TL/MD/2024/000004 | 21-Feb-2024 | condom - In Vivo Pyrogenicity, ISO 10993 (Part 11), 2017 | Class A
LIVEON BIOLABS PRIVATE LIMITED 46 & 47, Water tank Road, KIADB Industrial Area, Phase-II, Antharasanahalli, , Tumakuru (Tumkur), Karnataka Pincode: 572106 | TL/MD/2024/000004 | 21-Feb-2024 | condom - Skin, ocular, Vaginal, Penile, Rectal irritation tests in rabbits and oral mucosal irritation in hamster, ISO 10993 (Part 23) 2021 | Class A
LIVEON BIOLABS PRIVATE LIMITED 46 & 47, Water tank Road, KIADB Industrial Area, Phase-II, Antharasanahalli, , Tumakuru (Tumkur), Karnataka Pincode: 572106 | TL/MD/2024/000004 | 21-Feb-2024 | condom - Skin Sensitization in Guinea pigs, ISO 10993 (Part 10) 2021 | Class A
LIVEON BIOLABS PRIVATE LIMITED 46 & 47, Water tank Road, KIADB Industrial Area, Phase-II, Antharasanahalli, , Tumakuru (Tumkur), Karnataka Pincode: 572106 | TL/MD/2024/000004 | 21-Feb-2024 | condom - Tests for interactions with blood for Hemolysis Direct Method / Hemolysis, ISO 10993 (Part 4), 2017 | Class A
LIVEON BIOLABS PRIVATE LIMITED 46 & 47, Water tank Road, KIADB Industrial Area, Phase-II, Antharasanahalli, , Tumakuru (Tumkur), Karnataka Pincode: 572106 | TL/MD/2024/000004 | 21-Feb-2024 | condom - Tests for local effects after implantation in Rat and rabbit (Bone, Muscle, Subcutaneous), ISO 10993 (Part 6), 2016 | Class A
LIVEON BIOLABS PRIVATE LIMITED 46 & 47, Water tank Road, KIADB Industrial Area, Phase-II, Antharasanahalli, , Tumakuru (Tumkur), Karnataka Pincode: 572106 | TL/MD/2024/000004 | 21-Feb-2024 | Fixation tapes- Acute Systemic Toxicity, ISO 10993 (Part 11), 2017 | Class A
LIVEON BIOLABS PRIVATE LIMITED 46 & 47, Water tank Road, KIADB Industrial Area, Phase-II, Antharasanahalli, , Tumakuru (Tumkur), Karnataka Pincode: 572106 | TL/MD/2024/000004 | 21-Feb-2024 | Fixation tapes- Bacterial Reverse Mutation Test, ISO 10993 (Part 3), 2014 | Class A
LIVEON BIOLABS PRIVATE LIMITED 46 & 47, Water tank Road, KIADB Industrial Area, Phase-II, Antharasanahalli, , Tumakuru (Tumkur), Karnataka Pincode: 572106 | TL/MD/2024/000004 | 21-Feb-2024 | Fixation tapes- Intracutaneous Reactivity Test in Rabbits, ISO 10993 (Part 23) 2021 | Class A
LIVEON BIOLABS PRIVATE LIMITED 46 & 47, Water tank Road, KIADB Industrial Area, Phase-II, Antharasanahalli, , Tumakuru (Tumkur), Karnataka Pincode: 572106 | TL/MD/2024/000004 | 21-Feb-2024 | Fixation tapes- In-Vitro(-CHO Cell lines) /In Vivo chromosomal Aberration Test, ISO 10993 (Part 3), 2014 | Class A
LIVEON BIOLABS PRIVATE LIMITED 46 & 47, Water tank Road, KIADB Industrial Area, Phase-II, Antharasanahalli, , Tumakuru (Tumkur), Karnataka Pincode: 572106 | TL/MD/2024/000004 | 21-Feb-2024 | Fixation tapes- In Vitro (CHO Cell lines) / In Vivo Micronucleus Test, ISO 10993 (Part 3), 2014 | Class A
LIVEON BIOLABS PRIVATE LIMITED 46 & 47, Water tank Road, KIADB Industrial Area, Phase-II, Antharasanahalli, , Tumakuru (Tumkur), Karnataka Pincode: 572106 | TL/MD/2024/000004 | 21-Feb-2024 | Fixation tapes- In- Vitro cytotoxicity test, ISO 10993 (Part 5) 2009 | Class A
LIVEON BIOLABS PRIVATE LIMITED 46 & 47, Water tank Road, KIADB Industrial Area, Phase-II, Antharasanahalli, , Tumakuru (Tumkur), Karnataka Pincode: 572106 | TL/MD/2024/000004 | 21-Feb-2024 | Fixation tapes- In-Vitro Mammalian Cell Gene Mutation Test Using the Thymidine Kinase Gene and mouse lymphoma assay using L5178YK, ISO 10993 (Part 3), 2014 | Class A
LIVEON BIOLABS PRIVATE LIMITED 46 & 47, Water tank Road, KIADB Industrial Area, Phase-II, Antharasanahalli, , Tumakuru (Tumkur), Karnataka Pincode: 572106 | TL/MD/2024/000004 | 21-Feb-2024 | Fixation tapes- In Vivo Pyrogenicity, ISO 10993 (Part 11), 2017 | Class A
LIVEON BIOLABS PRIVATE LIMITED 46 & 47, Water tank Road, KIADB Industrial Area, Phase-II, Antharasanahalli, , Tumakuru (Tumkur), Karnataka Pincode: 572106 | TL/MD/2024/000004 | 21-Feb-2024 | Fixation tapes- Skin, ocular, Vaginal, Penile, Rectal irritation tests in rabbits and oral mucosal irritation in hamster, ISO 10993 (Part 23) 2021 | Class A
LIVEON BIOLABS PRIVATE LIMITED 46 & 47, Water tank Road, KIADB Industrial Area, Phase-II, Antharasanahalli, , Tumakuru (Tumkur), Karnataka Pincode: 572106 | TL/MD/2024/000004 | 21-Feb-2024 | Fixation tapes- Skin Sensitization in Guinea pigs, ISO 10993 (Part 10) 2021 | Class A
LIVEON BIOLABS PRIVATE LIMITED 46 & 47, Water tank Road, KIADB Industrial Area, Phase-II, Antharasanahalli, , Tumakuru (Tumkur), Karnataka Pincode: 572106 | TL/MD/2024/000004 | 21-Feb-2024 | Fixation tapes- Tests for interactions with blood for Hemolysis Direct Method / Hemolysis, ISO 10993 (Part 4), 2017 | Class A
LIVEON BIOLABS PRIVATE LIMITED 46 & 47, Water tank Road, KIADB Industrial Area, Phase-II, Antharasanahalli, , Tumakuru (Tumkur), Karnataka Pincode: 572106 | TL/MD/2024/000004 | 21-Feb-2024 | Fixation tapes- Tests for local effects after implantation in Rat andrabbit (Bone, Muscle, Subcutaneous), ISO 10993 (Part 6), 2016 | Class A
LIVEON BIOLABS PRIVATE LIMITED 46 & 47, Water tank Road, KIADB Industrial Area, Phase-II, Antharasanahalli, , Tumakuru (Tumkur), Karnataka Pincode: 572106 | TL/MD/2024/000004 | 21-Feb-2024 | Gloves- Acute Systemic Toxicity, ISO 10993 (Part 11), 2017 | Class A
LIVEON BIOLABS PRIVATE LIMITED 46 & 47, Water tank Road, KIADB Industrial Area, Phase-II, Antharasanahalli, , Tumakuru (Tumkur), Karnataka Pincode: 572106 | TL/MD/2024/000004 | 21-Feb-2024 | Gloves- Bacterial Reverse Mutation Test, ISO 10993 (Part 3), 2014 | Class A
LIVEON BIOLABS PRIVATE LIMITED 46 & 47, Water tank Road, KIADB Industrial Area, Phase-II, Antharasanahalli, , Tumakuru (Tumkur), Karnataka Pincode: 572106 | TL/MD/2024/000004 | 21-Feb-2024 | Gloves- Intracutaneous Reactivity Test in Rabbits, ISO 10993 (Part 23) 2021 | Class A
LIVEON BIOLABS PRIVATE LIMITED 46 & 47, Water tank Road, KIADB Industrial Area, Phase-II, Antharasanahalli, , Tumakuru (Tumkur), Karnataka Pincode: 572106 | TL/MD/2024/000004 | 21-Feb-2024 | Gloves- In-Vitro(-CHO Cell lines) /In Vivo chromosomal Aberration Test, ISO 10993 (Part 3), 2014 | Class A
LIVEON BIOLABS PRIVATE LIMITED 46 & 47, Water tank Road, KIADB Industrial Area, Phase-II, Antharasanahalli, , Tumakuru (Tumkur), Karnataka Pincode: 572106 | TL/MD/2024/000004 | 21-Feb-2024 | GlovesIn Vitro (CHO Cell lines) / In Vivo Micronucleus Test, ISO 10993 (Part 3), 2014 | Class A
LIVEON BIOLABS PRIVATE LIMITED 46 & 47, Water tank Road, KIADB Industrial Area, Phase-II, Antharasanahalli, , Tumakuru (Tumkur), Karnataka Pincode: 572106 | TL/MD/2024/000004 | 21-Feb-2024 | Gloves- In- Vitro cytotoxicity test, ISO 10993 (Part 5) 2009 | Class A
LIVEON BIOLABS PRIVATE LIMITED 46 & 47, Water tank Road, KIADB Industrial Area, Phase-II, Antharasanahalli, , Tumakuru (Tumkur), Karnataka Pincode: 572106 | TL/MD/2024/000004 | 21-Feb-2024 | Gloves In-Vitro Mammalian Cell Gene Mutation Test Using the Thymidine Kinase Gene and mouse lymphoma assay using L5178YK, ISO 10993 (Part 3), 2014 | Class A
LIVEON BIOLABS PRIVATE LIMITED 46 & 47, Water tank Road, KIADB Industrial Area, Phase-II, Antharasanahalli, , Tumakuru (Tumkur), Karnataka Pincode: 572106 | TL/MD/2024/000004 | 21-Feb-2024 | Gloves- In Vivo Pyrogenicity, ISO 10993 (Part 11), 2017 | Class A
LIVEON BIOLABS PRIVATE LIMITED 46 & 47, Water tank Road, KIADB Industrial Area, Phase-II, Antharasanahalli, , Tumakuru (Tumkur), Karnataka Pincode: 572106 | TL/MD/2024/000004 | 21-Feb-2024 | Gloves- Skin, ocular, Vaginal, Penile, Rectal irritation tests in rabbits and oral mucosal irritation in hamster, ISO 10993 (Part 23) 2021 | Class A
LIVEON BIOLABS PRIVATE LIMITED 46 & 47, Water tank Road, KIADB Industrial Area, Phase-II, Antharasanahalli, , Tumakuru (Tumkur), Karnataka Pincode: 572106 | TL/MD/2024/000004 | 21-Feb-2024 | Gloves- Skin Sensitization in Guinea pigs, ISO 10993 (Part 10) 2021 | Class A
LIVEON BIOLABS PRIVATE LIMITED 46 & 47, Water tank Road, KIADB Industrial Area, Phase-II, Antharasanahalli, , Tumakuru (Tumkur), Karnataka Pincode: 572106 | TL/MD/2024/000004 | 21-Feb-2024 | Gloves- Tests for interactions with blood for Hemolysis Direct Method / Hemolysis, ISO 10993 (Part 4), 2017 | Class A
LIVEON BIOLABS PRIVATE LIMITED 46 & 47, Water tank Road, KIADB Industrial Area, Phase-II, Antharasanahalli, , Tumakuru (Tumkur), Karnataka Pincode: 572106 | TL/MD/2024/000004 | 21-Feb-2024 | Gloves- Tests for local effects after implantation in Rat and rabbit (Bone, Muscle, Subcutaneous), ISO 10993 (Part 6), 2016 | Class A
LIVEON BIOLABS PRIVATE LIMITED 46 & 47, Water tank Road, KIADB Industrial Area, Phase-II, Antharasanahalli, , Tumakuru (Tumkur), Karnataka Pincode: 572106 | TL/MD/2024/000004 | 21-Feb-2024 | Mask- Acute Systemic Toxicity, ISO 10993 (Part 11), 2017 | Class A
LIVEON BIOLABS PRIVATE LIMITED 46 & 47, Water tank Road, KIADB Industrial Area, Phase-II, Antharasanahalli, , Tumakuru (Tumkur), Karnataka Pincode: 572106 | TL/MD/2024/000004 | 21-Feb-2024 | Mask- Bacterial Reverse Mutation Test, ISO 10993 (Part 3), 2014 | Class A
LIVEON BIOLABS PRIVATE LIMITED 46 & 47, Water tank Road, KIADB Industrial Area, Phase-II, Antharasanahalli, , Tumakuru (Tumkur), Karnataka Pincode: 572106 | TL/MD/2024/000004 | 21-Feb-2024 | Mask- Intracutaneous Reactivity Test in Rabbits, ISO 10993 (Part 23) 2021 | Class A
LIVEON BIOLABS PRIVATE LIMITED 46 & 47, Water tank Road, KIADB Industrial Area, Phase-II, Antharasanahalli, , Tumakuru (Tumkur), Karnataka Pincode: 572106 | TL/MD/2024/000004 | 21-Feb-2024 | Mask- In-Vitro(-CHO Cell lines) /In Vivo chromosomal Aberration Test, ISO 10993 (Part 3), 2014 | Class A
LIVEON BIOLABS PRIVATE LIMITED 46 & 47, Water tank Road, KIADB Industrial Area, Phase-II, Antharasanahalli, , Tumakuru (Tumkur), Karnataka Pincode: 572106 | TL/MD/2024/000004 | 21-Feb-2024 | MaskIn Vitro (CHO Cell lines) / In Vivo Micronucleus Test, ISO 10993 (Part 3), 2014 | Class A
LIVEON BIOLABS PRIVATE LIMITED 46 & 47, Water tank Road, KIADB Industrial Area, Phase-II, Antharasanahalli, , Tumakuru (Tumkur), Karnataka Pincode: 572106 | TL/MD/2024/000004 | 21-Feb-2024 | Mask- In- Vitro cytotoxicity test, ISO 10993 (Part 5) 2009 | Class A
LIVEON BIOLABS PRIVATE LIMITED 46 & 47, Water tank Road, KIADB Industrial Area, Phase-II, Antharasanahalli, , Tumakuru (Tumkur), Karnataka Pincode: 572106 | TL/MD/2024/000004 | 21-Feb-2024 | Mask In-Vitro Mammalian Cell Gene Mutation Test Using the Thymidine Kinase Gene and mouse lymphoma assay using L5178YK, ISO 10993 (Part 3), 2014 | Class A
LIVEON BIOLABS PRIVATE LIMITED 46 & 47, Water tank Road, KIADB Industrial Area, Phase-II, Antharasanahalli, , Tumakuru (Tumkur), Karnataka Pincode: 572106 | TL/MD/2024/000004 | 21-Feb-2024 | Mask- In Vivo Pyrogenicity, ISO 10993 (Part 11), 2017 | Class A
LIVEON BIOLABS PRIVATE LIMITED 46 & 47, Water tank Road, KIADB Industrial Area, Phase-II, Antharasanahalli, , Tumakuru (Tumkur), Karnataka Pincode: 572106 | TL/MD/2024/000004 | 21-Feb-2024 | Mask- Skin, ocular, Vaginal, Penile, Rectal irritation tests in rabbits and oral mucosal irritation in hamster, ISO 10993 (Part 23) 2021 | Class A
LIVEON BIOLABS PRIVATE LIMITED 46 & 47, Water tank Road, KIADB Industrial Area, Phase-II, Antharasanahalli, , Tumakuru (Tumkur), Karnataka Pincode: 572106 | TL/MD/2024/000004 | 21-Feb-2024 | Mask- Skin Sensitization in Guinea pigs, ISO 10993 (Part 10) 2021 | Class A
LIVEON BIOLABS PRIVATE LIMITED 46 & 47, Water tank Road, KIADB Industrial Area, Phase-II, Antharasanahalli, , Tumakuru (Tumkur), Karnataka Pincode: 572106 | TL/MD/2024/000004 | 21-Feb-2024 | Mask- Tests for interactions with blood for Hemolysis Direct Method / Hemolysis, ISO 10993 (Part 4), 2017 | Class A
LIVEON BIOLABS PRIVATE LIMITED 46 & 47, Water tank Road, KIADB Industrial Area, Phase-II, Antharasanahalli, , Tumakuru (Tumkur), Karnataka Pincode: 572106 | TL/MD/2024/000004 | 21-Feb-2024 | Mask- Tests for local effects after implantation in Rat and rabbit (Bone, Muscle, Subcutaneous), ISO 10993 (Part 6), 2016 | Class A
LIVEON BIOLABS PRIVATE LIMITED 46 & 47, Water tank Road, KIADB Industrial Area, Phase-II, Antharasanahalli, , Tumakuru (Tumkur), Karnataka Pincode: 572106 | TL/MD/2024/000004 | 21-Feb-2024 | Perfusion Sets Bags- Acute Systemic Toxicity, ISO 10993 (Part 11), 2017 | Class A
LIVEON BIOLABS PRIVATE LIMITED 46 & 47, Water tank Road, KIADB Industrial Area, Phase-II, Antharasanahalli, , Tumakuru (Tumkur), Karnataka Pincode: 572106 | TL/MD/2024/000004 | 21-Feb-2024 | Perfusion Sets Bags- Bacterial Reverse Mutation Test, ISO 10993 (Part 3), 2014 | Class A
LIVEON BIOLABS PRIVATE LIMITED 46 & 47, Water tank Road, KIADB Industrial Area, Phase-II, Antharasanahalli, , Tumakuru (Tumkur), Karnataka Pincode: 572106 | TL/MD/2024/000004 | 21-Feb-2024 | Perfusion Sets Bags- Intracutaneous Reactivity Test in Rabbits, ISO 10993 (Part 23) 2021 | Class A
LIVEON BIOLABS PRIVATE LIMITED 46 & 47, Water tank Road, KIADB Industrial Area, Phase-II, Antharasanahalli, , Tumakuru (Tumkur), Karnataka Pincode: 572106 | TL/MD/2024/000004 | 21-Feb-2024 | Perfusion Sets Bags- In-Vitro(-CHO Cell lines) /In Vivo chromosomal Aberration Test, ISO 10993 (Part 3), 2014 | Class A
LIVEON BIOLABS PRIVATE LIMITED 46 & 47, Water tank Road, KIADB Industrial Area, Phase-II, Antharasanahalli, , Tumakuru (Tumkur), Karnataka Pincode: 572106 | TL/MD/2024/000004 | 21-Feb-2024 | Perfusion Sets BagsIn Vitro (CHO Cell lines) / In Vivo Micronucleus Test, ISO 10993 (Part 3), 2014 | Class A
LIVEON BIOLABS PRIVATE LIMITED 46 & 47, Water tank Road, KIADB Industrial Area, Phase-II, Antharasanahalli, , Tumakuru (Tumkur), Karnataka Pincode: 572106 | TL/MD/2024/000004 | 21-Feb-2024 | Perfusion Sets Bags- In- Vitro cytotoxicity test, ISO 10993 (Part 5) 2009 | Class A
LIVEON BIOLABS PRIVATE LIMITED 46 & 47, Water tank Road, KIADB Industrial Area, Phase-II, Antharasanahalli, , Tumakuru (Tumkur), Karnataka Pincode: 572106 | TL/MD/2024/000004 | 21-Feb-2024 | Perfusion Sets Bags In-Vitro Mammalian Cell Gene Mutation Test Using the Thymidine Kinase Gene and mouse lymphoma assay using L5178YK, ISO 10993 (Part 3), 2014 | Class A
LIVEON BIOLABS PRIVATE LIMITED 46 & 47, Water tank Road, KIADB Industrial Area, Phase-II, Antharasanahalli, , Tumakuru (Tumkur), Karnataka Pincode: 572106 | TL/MD/2024/000004 | 21-Feb-2024 | Perfusion Sets Bags- In Vivo Pyrogenicity, ISO 10993 (Part 11), 2017 | Class A
LIVEON BIOLABS PRIVATE LIMITED 46 & 47, Water tank Road, KIADB Industrial Area, Phase-II, Antharasanahalli, , Tumakuru (Tumkur), Karnataka Pincode: 572106 | TL/MD/2024/000004 | 21-Feb-2024 | Perfusion Sets Bags- Skin, ocular, Vaginal, Penile, Rectal irritation tests in rabbits and oral mucosal irritation in hamster, ISO 10993 (Part 23) 2021 | Class A
LIVEON BIOLABS PRIVATE LIMITED 46 & 47, Water tank Road, KIADB Industrial Area, Phase-II, Antharasanahalli, , Tumakuru (Tumkur), Karnataka Pincode: 572106 | TL/MD/2024/000004 | 21-Feb-2024 | Perfusion Sets Bags- Skin Sensitization in Guinea pigs, ISO 10993 (Part 10) 2021 | Class A
LIVEON BIOLABS PRIVATE LIMITED 46 & 47, Water tank Road, KIADB Industrial Area, Phase-II, Antharasanahalli, , Tumakuru (Tumkur), Karnataka Pincode: 572106 | TL/MD/2024/000004 | 21-Feb-2024 | Perfusion Sets Bags- Tests for interactions with blood for Hemolysis Direct Method / Hemolysis, ISO 10993 (Part 4), 2017 | Class A
LIVEON BIOLABS PRIVATE LIMITED 46 & 47, Water tank Road, KIADB Industrial Area, Phase-II, Antharasanahalli, , Tumakuru (Tumkur), Karnataka Pincode: 572106 | TL/MD/2024/000004 | 21-Feb-2024 | Perfusion Sets Bags- Tests for local effects after implantation in Rat and rabbit (Bone, Muscle, Subcutaneous), ISO 10993 (Part 6), 2016 | Class A
LIVEON BIOLABS PRIVATE LIMITED 46 & 47, Water tank Road, KIADB Industrial Area, Phase-II, Antharasanahalli, , Tumakuru (Tumkur), Karnataka Pincode: 572106 | TL/MD/2024/000004 | 21-Feb-2024 | Polymers like Nylon- Acute Systemic Toxicity, ISO 10993 (Part 11), 2017 | Class A
LIVEON BIOLABS PRIVATE LIMITED 46 & 47, Water tank Road, KIADB Industrial Area, Phase-II, Antharasanahalli, , Tumakuru (Tumkur), Karnataka Pincode: 572106 | TL/MD/2024/000004 | 21-Feb-2024 | Polymers like Nylon- Bacterial Reverse Mutation Test, ISO 10993 (Part 3), 2014 | Class A
LIVEON BIOLABS PRIVATE LIMITED 46 & 47, Water tank Road, KIADB Industrial Area, Phase-II, Antharasanahalli, , Tumakuru (Tumkur), Karnataka Pincode: 572106 | TL/MD/2024/000004 | 21-Feb-2024 | Polymers like Nylon- Intracutaneous Reactivity Test in Rabbits, ISO 10993 (Part 23) 2021 | Class A
LIVEON BIOLABS PRIVATE LIMITED 46 & 47, Water tank Road, KIADB Industrial Area, Phase-II, Antharasanahalli, , Tumakuru (Tumkur), Karnataka Pincode: 572106 | TL/MD/2024/000004 | 21-Feb-2024 | Polymers like Nylon- In-Vitro(-CHO Cell lines) /In Vivo chromosomal Aberration Test, ISO 10993 (Part 3), 2014 | Class A
LIVEON BIOLABS PRIVATE LIMITED 46 & 47, Water tank Road, KIADB Industrial Area, Phase-II, Antharasanahalli, , Tumakuru (Tumkur), Karnataka Pincode: 572106 | TL/MD/2024/000004 | 21-Feb-2024 | Polymers like Nylon In Vitro (CHO Cell lines) / In Vivo Micronucleus Test, ISO 10993 (Part 3), 2014 | Class A
LIVEON BIOLABS PRIVATE LIMITED 46 & 47, Water tank Road, KIADB Industrial Area, Phase-II, Antharasanahalli, , Tumakuru (Tumkur), Karnataka Pincode: 572106 | TL/MD/2024/000004 | 21-Feb-2024 | Polymers like Nylon- In- Vitro cytotoxicity test, ISO 10993 (Part 5) 2009 | Class A
LIVEON BIOLABS PRIVATE LIMITED 46 & 47, Water tank Road, KIADB Industrial Area, Phase-II, Antharasanahalli, , Tumakuru (Tumkur), Karnataka Pincode: 572106 | TL/MD/2024/000004 | 21-Feb-2024 | Polymers like Nylon In-Vitro Mammalian Cell Gene Mutation Test Using the Thymidine Kinase Gene and mouse lymphoma assay using L5178YK, ISO 10993 (Part 3), 2014 | Class A
LIVEON BIOLABS PRIVATE LIMITED 46 & 47, Water tank Road, KIADB Industrial Area, Phase-II, Antharasanahalli, , Tumakuru (Tumkur), Karnataka Pincode: 572106 | TL/MD/2024/000004 | 21-Feb-2024 | Polymers like Nylon- In Vivo Pyrogenicity, ISO 10993 (Part 11), 2017 | Class A
LIVEON BIOLABS PRIVATE LIMITED 46 & 47, Water tank Road, KIADB Industrial Area, Phase-II, Antharasanahalli, , Tumakuru (Tumkur), Karnataka Pincode: 572106 | TL/MD/2024/000004 | 21-Feb-2024 | Polymers like Nylon- Skin, ocular, Vaginal, Penile, Rectal irritation tests in rabbits and oral mucosal irritation in hamster, ISO 10993 (Part 23) 2021 | Class A
LIVEON BIOLABS PRIVATE LIMITED 46 & 47, Water tank Road, KIADB Industrial Area, Phase-II, Antharasanahalli, , Tumakuru (Tumkur), Karnataka Pincode: 572106 | TL/MD/2024/000004 | 21-Feb-2024 | Polymers like Nylon- Skin Sensitization in Guinea pigs, ISO 10993 (Part 10) 2021 | Class A
LIVEON BIOLABS PRIVATE LIMITED 46 & 47, Water tank Road, KIADB Industrial Area, Phase-II, Antharasanahalli, , Tumakuru (Tumkur), Karnataka Pincode: 572106 | TL/MD/2024/000004 | 21-Feb-2024 | Polymers like Nylon- Tests for interactions with blood for Hemolysis Direct Method / Hemolysis, ISO 10993 (Part 4), 2017 | Class A
LIVEON BIOLABS PRIVATE LIMITED 46 & 47, Water tank Road, KIADB Industrial Area, Phase-II, Antharasanahalli, , Tumakuru (Tumkur), Karnataka Pincode: 572106 | TL/MD/2024/000004 | 21-Feb-2024 | Polymers like Nylon- Tests for local effects after implantation in Rat and rabbit (Bone, Muscle, Subcutaneous), ISO 10993 (Part 6), 2016 | Class A
LIVEON BIOLABS PRIVATE LIMITED 46 & 47, Water tank Road, KIADB Industrial Area, Phase-II, Antharasanahalli, , Tumakuru (Tumkur), Karnataka Pincode: 572106 | TL/MD/2024/000004 | 21-Feb-2024 | Polyurethane- Acute Systemic Toxicity, ISO 10993 (Part 11), 2017 | Class A
LIVEON BIOLABS PRIVATE LIMITED 46 & 47, Water tank Road, KIADB Industrial Area, Phase-II, Antharasanahalli, , Tumakuru (Tumkur), Karnataka Pincode: 572106 | TL/MD/2024/000004 | 21-Feb-2024 | Polyurethane- Bacterial Reverse Mutation Test, ISO 10993 (Part 3), 2014 | Class A
LIVEON BIOLABS PRIVATE LIMITED 46 & 47, Water tank Road, KIADB Industrial Area, Phase-II, Antharasanahalli, , Tumakuru (Tumkur), Karnataka Pincode: 572106 | TL/MD/2024/000004 | 21-Feb-2024 | Polyurethane- Intracutaneous Reactivity Test in Rabbits, ISO 10993 (Part 23) 2021 | Class A
LIVEON BIOLABS PRIVATE LIMITED 46 & 47, Water tank Road, KIADB Industrial Area, Phase-II, Antharasanahalli, , Tumakuru (Tumkur), Karnataka Pincode: 572106 | TL/MD/2024/000004 | 21-Feb-2024 | Polyurethane- In-Vitro(-CHO Cell lines) /In Vivo chromosomal Aberration Test, ISO 10993 (Part 3), 2014 | Class A
LIVEON BIOLABS PRIVATE LIMITED 46 & 47, Water tank Road, KIADB Industrial Area, Phase-II, Antharasanahalli, , Tumakuru (Tumkur), Karnataka Pincode: 572106 | TL/MD/2024/000004 | 21-Feb-2024 | Polyurethane-In Vitro (CHO Cell lines) / In Vivo Micronucleus Test, ISO 10993 (Part 3), 2014 | Class A
LIVEON BIOLABS PRIVATE LIMITED 46 & 47, Water tank Road, KIADB Industrial Area, Phase-II, Antharasanahalli, , Tumakuru (Tumkur), Karnataka Pincode: 572106 | TL/MD/2024/000004 | 21-Feb-2024 | Polyurethane- In- Vitro cytotoxicity test, ISO 10993 (Part 5) 2009 | Class A
LIVEON BIOLABS PRIVATE LIMITED 46 & 47, Water tank Road, KIADB Industrial Area, Phase-II, Antharasanahalli, , Tumakuru (Tumkur), Karnataka Pincode: 572106 | TL/MD/2024/000004 | 21-Feb-2024 | Polyurethane-In-Vitro Mammalian Cell Gene Mutation Test Using the Thymidine Kinase Gene and mouse lymphoma assay using L5178YK, ISO 10993 (Part 3), 2014 | Class A
LIVEON BIOLABS PRIVATE LIMITED 46 & 47, Water tank Road, KIADB Industrial Area, Phase-II, Antharasanahalli, , Tumakuru (Tumkur), Karnataka Pincode: 572106 | TL/MD/2024/000004 | 21-Feb-2024 | Polyurethane- In Vivo Pyrogenicity, ISO 10993 (Part 11), 2017 | Class A
LIVEON BIOLABS PRIVATE LIMITED 46 & 47, Water tank Road, KIADB Industrial Area, Phase-II, Antharasanahalli, , Tumakuru (Tumkur), Karnataka Pincode: 572106 | TL/MD/2024/000004 | 21-Feb-2024 | Polyurethane- Skin, ocular, Vaginal, Penile, Rectal irritation tests in rabbits and oral mucosal irritation in hamster, ISO 10993 (Part 23) 2021 | Class A
LIVEON BIOLABS PRIVATE LIMITED 46 & 47, Water tank Road, KIADB Industrial Area, Phase-II, Antharasanahalli, , Tumakuru (Tumkur), Karnataka Pincode: 572106 | TL/MD/2024/000004 | 21-Feb-2024 | Polyurethane- Skin Sensitization in Guinea pigs, ISO 10993 (Part 10) 2021 | Class A
LIVEON BIOLABS PRIVATE LIMITED 46 & 47, Water tank Road, KIADB Industrial Area, Phase-II, Antharasanahalli, , Tumakuru (Tumkur), Karnataka Pincode: 572106 | TL/MD/2024/000004 | 21-Feb-2024 | Polyurethane- Tests for interactions with blood for Hemolysis Direct Method / Hemolysis, ISO 10993 (Part 4), 2017 | Class A
LIVEON BIOLABS PRIVATE LIMITED 46 & 47, Water tank Road, KIADB Industrial Area, Phase-II, Antharasanahalli, , Tumakuru (Tumkur), Karnataka Pincode: 572106 | TL/MD/2024/000004 | 21-Feb-2024 | Polyurethane- Tests for local effects after implantation in Rat and rabbit (Bone, Muscle, Subcutaneous), ISO 10993 (Part 6), 2016 | Class A
LIVEON BIOLABS PRIVATE LIMITED 46 & 47, Water tank Road, KIADB Industrial Area, Phase-II, Antharasanahalli, , Tumakuru (Tumkur), Karnataka Pincode: 572106 | TL/MD/2024/000004 | 21-Feb-2024 | Polyvinyl Chloride- Acute Systemic Toxicity, ISO 10993 (Part 11), 2017 | Class A
LIVEON BIOLABS PRIVATE LIMITED 46 & 47, Water tank Road, KIADB Industrial Area, Phase-II, Antharasanahalli, , Tumakuru (Tumkur), Karnataka Pincode: 572106 | TL/MD/2024/000004 | 21-Feb-2024 | Polyvinyl Chloride- Bacterial Reverse Mutation Test, ISO 10993 (Part 3), 2014 | Class A
LIVEON BIOLABS PRIVATE LIMITED 46 & 47, Water tank Road, KIADB Industrial Area, Phase-II, Antharasanahalli, , Tumakuru (Tumkur), Karnataka Pincode: 572106 | TL/MD/2024/000004 | 21-Feb-2024 | Polyvinyl Chloride- Intracutaneous Reactivity Test in Rabbits, ISO 10993 (Part 23) 2021 | Class A
LIVEON BIOLABS PRIVATE LIMITED 46 & 47, Water tank Road, KIADB Industrial Area, Phase-II, Antharasanahalli, , Tumakuru (Tumkur), Karnataka Pincode: 572106 | TL/MD/2024/000004 | 21-Feb-2024 | Polyvinyl Chloride- In-Vitro(-CHO Cell lines) /In Vivo chromosomal Aberration Test, ISO 10993 (Part 3), 2014 | Class A
LIVEON BIOLABS PRIVATE LIMITED 46 & 47, Water tank Road, KIADB Industrial Area, Phase-II, Antharasanahalli, , Tumakuru (Tumkur), Karnataka Pincode: 572106 | TL/MD/2024/000004 | 21-Feb-2024 | Polyvinyl Chloride In Vitro (CHO Cell lines) / In Vivo Micronucleus Test, ISO 10993 (Part 3), 2014 | Class A
LIVEON BIOLABS PRIVATE LIMITED 46 & 47, Water tank Road, KIADB Industrial Area, Phase-II, Antharasanahalli, , Tumakuru (Tumkur), Karnataka Pincode: 572106 | TL/MD/2024/000004 | 21-Feb-2024 | Polyvinyl Chloride- In- Vitro cytotoxicity test, ISO 10993 (Part 5) 2009 | Class A
LIVEON BIOLABS PRIVATE LIMITED 46 & 47, Water tank Road, KIADB Industrial Area, Phase-II, Antharasanahalli, , Tumakuru (Tumkur), Karnataka Pincode: 572106 | TL/MD/2024/000004 | 21-Feb-2024 | Polyvinyl Chloride-In-Vitro Mammalian Cell Gene Mutation Test Using the Thymidine Kinase Gene and mouse lymphoma assay using L5178YK, ISO 10993 (Part 3), 2014 | Class A
LIVEON BIOLABS PRIVATE LIMITED 46 & 47, Water tank Road, KIADB Industrial Area, Phase-II, Antharasanahalli, , Tumakuru (Tumkur), Karnataka Pincode: 572106 | TL/MD/2024/000004 | 21-Feb-2024 | Polyvinyl Chloride- In Vivo Pyrogenicity, ISO 10993 (Part 11), 2017 | Class A
LIVEON BIOLABS PRIVATE LIMITED 46 & 47, Water tank Road, KIADB Industrial Area, Phase-II, Antharasanahalli, , Tumakuru (Tumkur), Karnataka Pincode: 572106 | TL/MD/2024/000004 | 21-Feb-2024 | Polyvinyl Chloride- Skin, ocular, Vaginal, Penile, Rectal irritation tests in rabbits and oral mucosal irritation in hamster, ISO 10993 (Part 23) 2021 | Class A
LIVEON BIOLABS PRIVATE LIMITED 46 & 47, Water tank Road, KIADB Industrial Area, Phase-II, Antharasanahalli, , Tumakuru (Tumkur), Karnataka Pincode: 572106 | TL/MD/2024/000004 | 21-Feb-2024 | Polyvinyl Chloride- Skin Sensitization in Guinea pigs, ISO 10993 (Part 10)2021 | Class A
LIVEON BIOLABS PRIVATE LIMITED 46 & 47, Water tank Road, KIADB Industrial Area, Phase-II, Antharasanahalli, , Tumakuru (Tumkur), Karnataka Pincode: 572106 | TL/MD/2024/000004 | 21-Feb-2024 | Polyvinyl Chloride- Tests for interactions with blood for Hemolysis Direct Method / Hemolysis, ISO 10993 (Part 4), 2017 | Class A
LIVEON BIOLABS PRIVATE LIMITED 46 & 47, Water tank Road, KIADB Industrial Area, Phase-II, Antharasanahalli, , Tumakuru (Tumkur), Karnataka Pincode: 572106 | TL/MD/2024/000004 | 21-Feb-2024 | Polyvinyl Chlorideu- Tests for local effects after implantation in Rat and rabbit (Bone, Muscle, Subcutaneous), ISO 10993 (Part 6), 2016 | Class A
LIVEON BIOLABS PRIVATE LIMITED 46 & 47, Water tank Road, KIADB Industrial Area, Phase-II, Antharasanahalli, , Tumakuru (Tumkur), Karnataka Pincode: 572106 | TL/MD/2024/000004 | 21-Feb-2024 | Scalp Vein Set- Acute Systemic Toxicity, ISO 10993 (Part 11), 2017 | Class A
LIVEON BIOLABS PRIVATE LIMITED 46 & 47, Water tank Road, KIADB Industrial Area, Phase-II, Antharasanahalli, , Tumakuru (Tumkur), Karnataka Pincode: 572106 | TL/MD/2024/000004 | 21-Feb-2024 | Scalp Vein Set- Bacterial Reverse Mutation Test, ISO 10993 (Part 3), 2014 | Class A
LIVEON BIOLABS PRIVATE LIMITED 46 & 47, Water tank Road, KIADB Industrial Area, Phase-II, Antharasanahalli, , Tumakuru (Tumkur), Karnataka Pincode: 572106 | TL/MD/2024/000004 | 21-Feb-2024 | Scalp Vein Set- Intracutaneous Reactivity Test in Rabbits, ISO 10993 (Part 23) 2021 | Class A
LIVEON BIOLABS PRIVATE LIMITED 46 & 47, Water tank Road, KIADB Industrial Area, Phase-II, Antharasanahalli, , Tumakuru (Tumkur), Karnataka Pincode: 572106 | TL/MD/2024/000004 | 21-Feb-2024 | Scalp Vein Set- In-Vitro(-CHO Cell lines) /In Vivo chromosomal Aberration Test, ISO 10993 (Part 3), 2014 | Class A
LIVEON BIOLABS PRIVATE LIMITED 46 & 47, Water tank Road, KIADB Industrial Area, Phase-II, Antharasanahalli, , Tumakuru (Tumkur), Karnataka Pincode: 572106 | TL/MD/2024/000004 | 21-Feb-2024 | Scalp Vein Set In Vitro (CHO Cell lines) / In Vivo Micronucleus Test, ISO 10993 (Part 3), 2014 | Class A
LIVEON BIOLABS PRIVATE LIMITED 46 & 47, Water tank Road, KIADB Industrial Area, Phase-II, Antharasanahalli, , Tumakuru (Tumkur), Karnataka Pincode: 572106 | TL/MD/2024/000004 | 21-Feb-2024 | Scalp Vein Set- In- Vitro cytotoxicity test, ISO 10993 (Part 5) 2009 | Class A
LIVEON BIOLABS PRIVATE LIMITED 46 & 47, Water tank Road, KIADB Industrial Area, Phase-II, Antharasanahalli, , Tumakuru (Tumkur), Karnataka Pincode: 572106 | TL/MD/2024/000004 | 21-Feb-2024 | Scalp Vein Set In-Vitro Mammalian Cell Gene Mutation Test Using the Thymidine Kinase Gene and mouse lymphoma assay using L5178YK, ISO 10993 (Part 3), 2014 | Class A
LIVEON BIOLABS PRIVATE LIMITED 46 & 47, Water tank Road, KIADB Industrial Area, Phase-II, Antharasanahalli, , Tumakuru (Tumkur), Karnataka Pincode: 572106 | TL/MD/2024/000004 | 21-Feb-2024 | Scalp Vein Set- In Vivo Pyrogenicity, ISO 10993 (Part 11), 2017 | Class A
LIVEON BIOLABS PRIVATE LIMITED 46 & 47, Water tank Road, KIADB Industrial Area, Phase-II, Antharasanahalli, , Tumakuru (Tumkur), Karnataka Pincode: 572106 | TL/MD/2024/000004 | 21-Feb-2024 | Scalp Vein Set- Skin, ocular, Vaginal, Penile, Rectal irritation tests in rabbits and oral mucosal irritation in hamster, ISO 10993 (Part 23) 2021 | Class A
LIVEON BIOLABS PRIVATE LIMITED 46 & 47, Water tank Road, KIADB Industrial Area, Phase-II, Antharasanahalli, , Tumakuru (Tumkur), Karnataka Pincode: 572106 | TL/MD/2024/000004 | 21-Feb-2024 | Scalp Vein Set- Skin Sensitization in Guinea pigs, ISO 10993 (Part 10) 2021 | Class A
LIVEON BIOLABS PRIVATE LIMITED 46 & 47, Water tank Road, KIADB Industrial Area, Phase-II, Antharasanahalli, , Tumakuru (Tumkur), Karnataka Pincode: 572106 | TL/MD/2024/000004 | 21-Feb-2024 | Scalp Vein Set- Tests for interactions with blood for Hemolysis Direct Method / Hemolysis, ISO 10993 (Part 4), 2017 | Class A
LIVEON BIOLABS PRIVATE LIMITED 46 & 47, Water tank Road, KIADB Industrial Area, Phase-II, Antharasanahalli, , Tumakuru (Tumkur), Karnataka Pincode: 572106 | TL/MD/2024/000004 | 21-Feb-2024 | Scalp Vein Set- Tests for local effects after implantation in Rat and rabbit (Bone, Muscle, Subcutaneous), ISO 10993 (Part 6), 2016 | Class A
LIVEON BIOLABS PRIVATE LIMITED 46 & 47, Water tank Road, KIADB Industrial Area, Phase-II, Antharasanahalli, , Tumakuru (Tumkur), Karnataka Pincode: 572106 | TL/MD/2024/000004 | 21-Feb-2024 | Wound Dressing Materials- Acute Systemic Toxicity, ISO 10993 (Part 11), 2017 | Class A
LIVEON BIOLABS PRIVATE LIMITED 46 & 47, Water tank Road, KIADB Industrial Area, Phase-II, Antharasanahalli, , Tumakuru (Tumkur), Karnataka Pincode: 572106 | TL/MD/2024/000004 | 21-Feb-2024 | Wound Dressing Materials- Bacterial Reverse Mutation Test, ISO 10993 (Part 3), 2014 | Class A
LIVEON BIOLABS PRIVATE LIMITED 46 & 47, Water tank Road, KIADB Industrial Area, Phase-II, Antharasanahalli, , Tumakuru (Tumkur), Karnataka Pincode: 572106 | TL/MD/2024/000004 | 21-Feb-2024 | Wound Dressing Materials- Intracutaneous Reactivity Test in Rabbits, ISO 10993 (Part 23) 2021 | Class A
LIVEON BIOLABS PRIVATE LIMITED 46 & 47, Water tank Road, KIADB Industrial Area, Phase-II, Antharasanahalli, , Tumakuru (Tumkur), Karnataka Pincode: 572106 | TL/MD/2024/000004 | 21-Feb-2024 | Wound Dressing Materials - In-Vitro(-CHO Cell lines) /In Vivo chromosomal Aberration Test, ISO 10993 (Part 3), 2014 | Class A
LIVEON BIOLABS PRIVATE LIMITED 46 & 47, Water tank Road, KIADB Industrial Area, Phase-II, Antharasanahalli, , Tumakuru (Tumkur), Karnataka Pincode: 572106 | TL/MD/2024/000004 | 21-Feb-2024 | Wound Dressing Materials In Vitro (CHO Cell lines) / In Vivo Micronucleus Test, ISO 10993 (Part 3), 2014 | Class A
LIVEON BIOLABS PRIVATE LIMITED 46 & 47, Water tank Road, KIADB Industrial Area, Phase-II, Antharasanahalli, , Tumakuru (Tumkur), Karnataka Pincode: 572106 | TL/MD/2024/000004 | 21-Feb-2024 | Wound Dressing Materials- In- Vitro cytotoxicity test, ISO 10993 (Part 5) 2009 | Class A
LIVEON BIOLABS PRIVATE LIMITED 46 & 47, Water tank Road, KIADB Industrial Area, Phase-II, Antharasanahalli, , Tumakuru (Tumkur), Karnataka Pincode: 572106 | TL/MD/2024/000004 | 21-Feb-2024 | Wound Dressing Materials In-Vitro Mammalian Cell Gene Mutation Test Using the Thymidine Kinase Gene and mouse lymphoma assay using L5178YK, ISO 10993 (Part 3), 2014 | Class A
LIVEON BIOLABS PRIVATE LIMITED 46 & 47, Water tank Road, KIADB Industrial Area, Phase-II, Antharasanahalli, , Tumakuru (Tumkur), Karnataka Pincode: 572106 | TL/MD/2024/000004 | 21-Feb-2024 | Wound Dressing Materials- In Vivo Pyrogenicity, ISO 10993 (Part 11), 2017 | Class A
LIVEON BIOLABS PRIVATE LIMITED 46 & 47, Water tank Road, KIADB Industrial Area, Phase-II, Antharasanahalli, , Tumakuru (Tumkur), Karnataka Pincode: 572106 | TL/MD/2024/000004 | 21-Feb-2024 | Wound Dressing Materials- Skin, ocular, Vaginal, Penile, Rectal irritation tests in rabbits and oral mucosal irritation in hamster, ISO 10993 (Part 23) 2021 | Class A
LIVEON BIOLABS PRIVATE LIMITED 46 & 47, Water tank Road, KIADB Industrial Area, Phase-II, Antharasanahalli, , Tumakuru (Tumkur), Karnataka Pincode: 572106 | TL/MD/2024/000004 | 21-Feb-2024 | Wound Dressing Materials- Skin Sensitization in Guinea pigs, ISO 10993 (Part 10) 2021 | Class A
LIVEON BIOLABS PRIVATE LIMITED 46 & 47, Water tank Road, KIADB Industrial Area, Phase-II, Antharasanahalli, , Tumakuru (Tumkur), Karnataka Pincode: 572106 | TL/MD/2024/000004 | 21-Feb-2024 | Wound Dressing Materials- Tests for interactions with blood for Hemolysis Direct Method / Hemolysis, ISO 10993 (Part 4), 2017 | Class A
LIVEON BIOLABS PRIVATE LIMITED 46 & 47, Water tank Road, KIADB Industrial Area, Phase-II, Antharasanahalli, , Tumakuru (Tumkur), Karnataka Pincode: 572106 | TL/MD/2024/000004 | 21-Feb-2024 | Wound Dressing Materials- Tests for local effects after implantation in Rat and rabbit (Bone, Muscle, Subcutaneous), ISO 10993 (Part 6), 2016 | Class A
LIVEON BIOLABS PRIVATE LIMITED 46 & 47, Water tank Road, KIADB Industrial Area, Phase-II, Antharasanahalli, , Tumakuru (Tumkur), Karnataka Pincode: 572106 | TL/MD/2024/000004 | 21-Feb-2024 | Blood Pressure - Acute Systemic Toxicity, ISO 10993 (Part 11), 2017 | Class B
LIVEON BIOLABS PRIVATE LIMITED 46 & 47, Water tank Road, KIADB Industrial Area, Phase-II, Antharasanahalli, , Tumakuru (Tumkur), Karnataka Pincode: 572106 | TL/MD/2024/000004 | 21-Feb-2024 | Blood Pressure - Bacterial Reverse Mutation Test, ISO 10993 (Part 3), 2014 | Class B
LIVEON BIOLABS PRIVATE LIMITED 46 & 47, Water tank Road, KIADB Industrial Area, Phase-II, Antharasanahalli, , Tumakuru (Tumkur), Karnataka Pincode: 572106 | TL/MD/2024/000004 | 21-Feb-2024 | Blood Pressure -Intracutaneous Reactivity Test in Rabbits, ISO 10993 (Part 23) 2021 | Class B
LIVEON BIOLABS PRIVATE LIMITED 46 & 47, Water tank Road, KIADB Industrial Area, Phase-II, Antharasanahalli, , Tumakuru (Tumkur), Karnataka Pincode: 572106 | TL/MD/2024/000004 | 21-Feb-2024 | Blood Pressure - In-Vitro(-CHO Cell lines) /In Vivo chromosomal Aberration Test, ISO 10993 (Part 3), 2014 | Class B
LIVEON BIOLABS PRIVATE LIMITED 46 & 47, Water tank Road, KIADB Industrial Area, Phase-II, Antharasanahalli, , Tumakuru (Tumkur), Karnataka Pincode: 572106 | TL/MD/2024/000004 | 21-Feb-2024 | Blood Pressure - In Vitro (CHO Cell lines) / In Vivo Micronucleus Test, ISO 10993 (Part 3), 2014 | Class B
LIVEON BIOLABS PRIVATE LIMITED 46 & 47, Water tank Road, KIADB Industrial Area, Phase-II, Antharasanahalli, , Tumakuru (Tumkur), Karnataka Pincode: 572106 | TL/MD/2024/000004 | 21-Feb-2024 | Blood Pressure - In- Vitro cytotoxicity test, ISO 10993 (Part 5) 2009 | Class B
LIVEON BIOLABS PRIVATE LIMITED 46 & 47, Water tank Road, KIADB Industrial Area, Phase-II, Antharasanahalli, , Tumakuru (Tumkur), Karnataka Pincode: 572106 | TL/MD/2024/000004 | 21-Feb-2024 | Blood Pressure - In-Vitro Mammalian Cell Gene Mutation Test Using the Thymidine Kinase Gene and mouse lymphoma assay using L5178YK, ISO 10993 (Part 3), 2014 | Class B
LIVEON BIOLABS PRIVATE LIMITED 46 & 47, Water tank Road, KIADB Industrial Area, Phase-II, Antharasanahalli, , Tumakuru (Tumkur), Karnataka Pincode: 572106 | TL/MD/2024/000004 | 21-Feb-2024 | Blood Pressure - In Vivo Pyrogenicity, ISO 10993 (Part 11), 2017 | Class B
LIVEON BIOLABS PRIVATE LIMITED 46 & 47, Water tank Road, KIADB Industrial Area, Phase-II, Antharasanahalli, , Tumakuru (Tumkur), Karnataka Pincode: 572106 | TL/MD/2024/000004 | 21-Feb-2024 | Blood Pressure - Skin, ocular, Vaginal, Penile, Rectal irritation tests in rabbits and oral mucosal irritation in hamster, ISO 10993 (Part 23) 2021 | Class B
LIVEON BIOLABS PRIVATE LIMITED 46 & 47, Water tank Road, KIADB Industrial Area, Phase-II, Antharasanahalli, , Tumakuru (Tumkur), Karnataka Pincode: 572106 | TL/MD/2024/000004 | 21-Feb-2024 | Blood Pressure - Skin Sensitization in Guinea pigs, ISO 10993 (Part 10) 2021 | Class B
LIVEON BIOLABS PRIVATE LIMITED 46 & 47, Water tank Road, KIADB Industrial Area, Phase-II, Antharasanahalli, , Tumakuru (Tumkur), Karnataka Pincode: 572106 | TL/MD/2024/000004 | 21-Feb-2024 | Blood Pressure - Tests for interactions with blood for Hemolysis Direct Method / Hemolysis, ISO 10993 (Part 4), 2017 | Class B
LIVEON BIOLABS PRIVATE LIMITED 46 & 47, Water tank Road, KIADB Industrial Area, Phase-II, Antharasanahalli, , Tumakuru (Tumkur), Karnataka Pincode: 572106 | TL/MD/2024/000004 | 21-Feb-2024 | Blood Pressure - Tests for local effects after implantation in Rat and rabbit (Bone, Muscle, Subcutaneous), ISO 10993 (Part 6), 2016 | Class B
LIVEON BIOLABS PRIVATE LIMITED 46 & 47, Water tank Road, KIADB Industrial Area, Phase-II, Antharasanahalli, , Tumakuru (Tumkur), Karnataka Pincode: 572106 | TL/MD/2024/000004 | 21-Feb-2024 | Disposable Catheters- Acute Systemic Toxicity, ISO 10993 (Part 11), 2017 | Class B
LIVEON BIOLABS PRIVATE LIMITED 46 & 47, Water tank Road, KIADB Industrial Area, Phase-II, Antharasanahalli, , Tumakuru (Tumkur), Karnataka Pincode: 572106 | TL/MD/2024/000004 | 21-Feb-2024 | Disposable Catheters- Bacterial Reverse Mutation Test, ISO 10993 (Part 3), 2014 | Class B
LIVEON BIOLABS PRIVATE LIMITED 46 & 47, Water tank Road, KIADB Industrial Area, Phase-II, Antharasanahalli, , Tumakuru (Tumkur), Karnataka Pincode: 572106 | TL/MD/2024/000004 | 21-Feb-2024 | Disposable Catheters - Intracutaneous Reactivity Test in Rabbits, ISO 10993 (Part 23)2021 | Class B
LIVEON BIOLABS PRIVATE LIMITED 46 & 47, Water tank Road, KIADB Industrial Area, Phase-II, Antharasanahalli, , Tumakuru (Tumkur), Karnataka Pincode: 572106 | TL/MD/2024/000004 | 21-Feb-2024 | Disposable Catheters- In-Vitro(-CHO Cell lines) /In Vivo chromosomal Aberration Test, ISO 10993 (Part 3), 2014 | Class B
LIVEON BIOLABS PRIVATE LIMITED 46 & 47, Water tank Road, KIADB Industrial Area, Phase-II, Antharasanahalli, , Tumakuru (Tumkur), Karnataka Pincode: 572106 | TL/MD/2024/000004 | 21-Feb-2024 | Disposable Catheters- In Vitro (CHO Cell lines) / In Vivo Micronucleus Test, ISO 10993 (Part 3), 2014 | Class B
LIVEON BIOLABS PRIVATE LIMITED 46 & 47, Water tank Road, KIADB Industrial Area, Phase-II, Antharasanahalli, , Tumakuru (Tumkur), Karnataka Pincode: 572106 | TL/MD/2024/000004 | 21-Feb-2024 | Disposable Catheters- In- Vitro cytotoxicity test, ISO 10993 (Part 5) 2009 | Class B
LIVEON BIOLABS PRIVATE LIMITED 46 & 47, Water tank Road, KIADB Industrial Area, Phase-II, Antharasanahalli, , Tumakuru (Tumkur), Karnataka Pincode: 572106 | TL/MD/2024/000004 | 21-Feb-2024 | Disposable Catheters- In-Vitro Mammalian Cell Gene Mutation Test Using the Thymidine Kinase Gene and mouse lymphoma assay using L5178YK, ISO 10993 (Part 3), 2014 | Class B
LIVEON BIOLABS PRIVATE LIMITED 46 & 47, Water tank Road, KIADB Industrial Area, Phase-II, Antharasanahalli, , Tumakuru (Tumkur), Karnataka Pincode: 572106 | TL/MD/2024/000004 | 21-Feb-2024 | Disposable Catheters- In Vivo Pyrogenicity, ISO 10993 (Part 11), 2017 | Class B
LIVEON BIOLABS PRIVATE LIMITED 46 & 47, Water tank Road, KIADB Industrial Area, Phase-II, Antharasanahalli, , Tumakuru (Tumkur), Karnataka Pincode: 572106 | TL/MD/2024/000004 | 21-Feb-2024 | Disposable Catheters- Skin, ocular, Vaginal, Penile, Rectal irritation tests in rabbits and oral mucosal irritation in hamster, ISO 10993 (Part 23) 2021 | Class B
LIVEON BIOLABS PRIVATE LIMITED 46 & 47, Water tank Road, KIADB Industrial Area, Phase-II, Antharasanahalli, , Tumakuru (Tumkur), Karnataka Pincode: 572106 | TL/MD/2024/000004 | 21-Feb-2024 | Disposable Catheters- Skin Sensitization in Guinea pigs, ISO 10993 (Part 10) 2021 | Class B
LIVEON BIOLABS PRIVATE LIMITED 46 & 47, Water tank Road, KIADB Industrial Area, Phase-II, Antharasanahalli, , Tumakuru (Tumkur), Karnataka Pincode: 572106 | TL/MD/2024/000004 | 21-Feb-2024 | Disposable Catheters- Tests for interactions with blood for Hemolysis Direct Method / Hemolysis, ISO 10993 (Part 4), 2017 | Class B
LIVEON BIOLABS PRIVATE LIMITED 46 & 47, Water tank Road, KIADB Industrial Area, Phase-II, Antharasanahalli, , Tumakuru (Tumkur), Karnataka Pincode: 572106 | TL/MD/2024/000004 | 21-Feb-2024 | Disposable Catheters- Tests for local effects after implantation in Rat and rabbit (Bone, Muscle, Subcutaneous), ISO 10993 (Part 6), 2016 | Class B
LIVEON BIOLABS PRIVATE LIMITED 46 & 47, Water tank Road, KIADB Industrial Area, Phase-II, Antharasanahalli, , Tumakuru (Tumkur), Karnataka Pincode: 572106 | TL/MD/2024/000004 | 21-Feb-2024 | Probes of Monitors of Various types like ECG - Acute Systemic Toxicity, ISO 10993 (Part 11), 2017 | Class B
LIVEON BIOLABS PRIVATE LIMITED 46 & 47, Water tank Road, KIADB Industrial Area, Phase-II, Antharasanahalli, , Tumakuru (Tumkur), Karnataka Pincode: 572106 | TL/MD/2024/000004 | 21-Feb-2024 | Probes of Monitors of Various types like ECG - Bacterial Reverse Mutation Test, ISO 10993 (Part 3), 2014 | Class B
LIVEON BIOLABS PRIVATE LIMITED 46 & 47, Water tank Road, KIADB Industrial Area, Phase-II, Antharasanahalli, , Tumakuru (Tumkur), Karnataka Pincode: 572106 | TL/MD/2024/000004 | 21-Feb-2024 | Probes of Monitors of Various types like ECG -Intracutaneous Reactivity Test in Rabbits, ISO 10993 (Part 23) 2021 | Class B
LIVEON BIOLABS PRIVATE LIMITED 46 & 47, Water tank Road, KIADB Industrial Area, Phase-II, Antharasanahalli, , Tumakuru (Tumkur), Karnataka Pincode: 572106 | TL/MD/2024/000004 | 21-Feb-2024 | Probes of Monitors of Various types like ECG - In-Vitro(-CHO Cell lines) /In Vivo chromosomal Aberration Test, ISO 10993 (Part 3), 2014 | Class B
LIVEON BIOLABS PRIVATE LIMITED 46 & 47, Water tank Road, KIADB Industrial Area, Phase-II, Antharasanahalli, , Tumakuru (Tumkur), Karnataka Pincode: 572106 | TL/MD/2024/000004 | 21-Feb-2024 | Probes of Monitors of Various types like ECG - In Vitro (CHO Cell lines) / In Vivo Micronucleus Test, ISO 10993 (Part 3), 2014 | Class B
LIVEON BIOLABS PRIVATE LIMITED 46 & 47, Water tank Road, KIADB Industrial Area, Phase-II, Antharasanahalli, , Tumakuru (Tumkur), Karnataka Pincode: 572106 | TL/MD/2024/000004 | 21-Feb-2024 | Probes of Monitors of Various types like ECG - In- Vitro cytotoxicity test, ISO 10993 (Part 5) 2009 | Class B
LIVEON BIOLABS PRIVATE LIMITED 46 & 47, Water tank Road, KIADB Industrial Area, Phase-II, Antharasanahalli, , Tumakuru (Tumkur), Karnataka Pincode: 572106 | TL/MD/2024/000004 | 21-Feb-2024 | Probes of Monitors of Various types like ECG - In-Vitro Mammalian Cell Gene Mutation Test Using the Thymidine Kinase Gene and mouse lymphoma assay using L5178YK, ISO 10993 (Part 3), 2014 | Class B
LIVEON BIOLABS PRIVATE LIMITED 46 & 47, Water tank Road, KIADB Industrial Area, Phase-II, Antharasanahalli, , Tumakuru (Tumkur), Karnataka Pincode: 572106 | TL/MD/2024/000004 | 21-Feb-2024 | Probes of Monitors of Various types like ECG - In Vivo Pyrogenicity, ISO 10993 (Part 11), 2017 | Class B
LIVEON BIOLABS PRIVATE LIMITED 46 & 47, Water tank Road, KIADB Industrial Area, Phase-II, Antharasanahalli, , Tumakuru (Tumkur), Karnataka Pincode: 572106 | TL/MD/2024/000004 | 21-Feb-2024 | Probes of Monitors of Various types like ECG - Skin, ocular, Vaginal, Penile, Rectal irritation tests in rabbits and oral mucosal irritation in hamster, ISO 10993 (Part 23) 2021 | Class B
LIVEON BIOLABS PRIVATE LIMITED 46 & 47, Water tank Road, KIADB Industrial Area, Phase-II, Antharasanahalli, , Tumakuru (Tumkur), Karnataka Pincode: 572106 | TL/MD/2024/000004 | 21-Feb-2024 | Probes of Monitors of Various types like ECG - Skin Sensitization in Guinea pigs, ISO 10993 (Part 10) 2021 | Class B
LIVEON BIOLABS PRIVATE LIMITED 46 & 47, Water tank Road, KIADB Industrial Area, Phase-II, Antharasanahalli, , Tumakuru (Tumkur), Karnataka Pincode: 572106 | TL/MD/2024/000004 | 21-Feb-2024 | Probes of Monitors of Various types like ECG - Tests for interactions with blood for Hemolysis Direct Method / Hemolysis, ISO 10993 (Part 4), 2017 | Class B
LIVEON BIOLABS PRIVATE LIMITED 46 & 47, Water tank Road, KIADB Industrial Area, Phase-II, Antharasanahalli, , Tumakuru (Tumkur), Karnataka Pincode: 572106 | TL/MD/2024/000004 | 21-Feb-2024 | Probes of Monitors of Various types like ECG - Tests for local effects after implantation in Rat and rabbit (Bone, Muscle, Subcutaneous), ISO 10993 (Part 6) 2016 | Class B
LIVEON BIOLABS PRIVATE LIMITED 46 & 47, Water tank Road, KIADB Industrial Area, Phase-II, Antharasanahalli, , Tumakuru (Tumkur), Karnataka Pincode: 572106 | TL/MD/2024/000004 | 21-Feb-2024 | Bone Cements - Acute Systemic Toxicity, ISO 10993 (Part 11), 2017 | Class C
LIVEON BIOLABS PRIVATE LIMITED 46 & 47, Water tank Road, KIADB Industrial Area, Phase-II, Antharasanahalli, , Tumakuru (Tumkur), Karnataka Pincode: 572106 | TL/MD/2024/000004 | 21-Feb-2024 | Bone Cements - Bacterial Reverse Mutation Test, ISO 10993 (Part 3), 2014 | Class C
LIVEON BIOLABS PRIVATE LIMITED 46 & 47, Water tank Road, KIADB Industrial Area, Phase-II, Antharasanahalli, , Tumakuru (Tumkur), Karnataka Pincode: 572106 | TL/MD/2024/000004 | 21-Feb-2024 | Bone Cements - Intracutaneous Reactivity Test in Rabbits, ISO 10993 (Part 23) 2021 | Class C
LIVEON BIOLABS PRIVATE LIMITED 46 & 47, Water tank Road, KIADB Industrial Area, Phase-II, Antharasanahalli, , Tumakuru (Tumkur), Karnataka Pincode: 572106 | TL/MD/2024/000004 | 21-Feb-2024 | Bone Cements - In-Vitro(-CHO Cell lines) /In Vivo chromosomal Aberration Test, ISO 10993 (Part 3), 2014 | Class C
LIVEON BIOLABS PRIVATE LIMITED 46 & 47, Water tank Road, KIADB Industrial Area, Phase-II, Antharasanahalli, , Tumakuru (Tumkur), Karnataka Pincode: 572106 | TL/MD/2024/000004 | 21-Feb-2024 | Bone Cements - In Vitro (CHO Cell lines) / In Vivo Micronucleus Test, ISO 10993 (Part 3), 2014 | Class C
LIVEON BIOLABS PRIVATE LIMITED 46 & 47, Water tank Road, KIADB Industrial Area, Phase-II, Antharasanahalli, , Tumakuru (Tumkur), Karnataka Pincode: 572106 | TL/MD/2024/000004 | 21-Feb-2024 | Bone Cements - In- Vitro cytotoxicity test, ISO 10993 (Part 5) 2009 | Class C
LIVEON BIOLABS PRIVATE LIMITED 46 & 47, Water tank Road, KIADB Industrial Area, Phase-II, Antharasanahalli, , Tumakuru (Tumkur), Karnataka Pincode: 572106 | TL/MD/2024/000004 | 21-Feb-2024 | Bone Cements - In-Vitro Mammalian Cell Gene Mutation Test Using the Thymidine Kinase Gene and mouse lymphoma assay using L5178YK, ISO 10993 (Part 3), 2014 | Class C
LIVEON BIOLABS PRIVATE LIMITED 46 & 47, Water tank Road, KIADB Industrial Area, Phase-II, Antharasanahalli, , Tumakuru (Tumkur), Karnataka Pincode: 572106 | TL/MD/2024/000004 | 21-Feb-2024 | Bone Cements - In Vivo Pyrogenicity, ISO 10993 (Part 11), 2017 | Class C
LIVEON BIOLABS PRIVATE LIMITED 46 & 47, Water tank Road, KIADB Industrial Area, Phase-II, Antharasanahalli, , Tumakuru (Tumkur), Karnataka Pincode: 572106 | TL/MD/2024/000004 | 21-Feb-2024 | Bone Cements - Skin, ocular, Vaginal, Penile, Rectal irritation tests in rabbits and oral mucosal irritation in hamster, ISO 10993 (Part 23) 2021 | Class C
LIVEON BIOLABS PRIVATE LIMITED 46 & 47, Water tank Road, KIADB Industrial Area, Phase-II, Antharasanahalli, , Tumakuru (Tumkur), Karnataka Pincode: 572106 | TL/MD/2024/000004 | 21-Feb-2024 | Bone Cements - Skin Sensitization in Guinea pigs, ISO 10993 (Part 10) 2021 | Class C
LIVEON BIOLABS PRIVATE LIMITED 46 & 47, Water tank Road, KIADB Industrial Area, Phase-II, Antharasanahalli, , Tumakuru (Tumkur), Karnataka Pincode: 572106 | TL/MD/2024/000004 | 21-Feb-2024 | Bone Cements - Tests for interactions with blood for Hemolysis Direct Method / Hemolysis, ISO 10993 (Part 4), 2017 | Class C
LIVEON BIOLABS PRIVATE LIMITED 46 & 47, Water tank Road, KIADB Industrial Area, Phase-II, Antharasanahalli, , Tumakuru (Tumkur), Karnataka Pincode: 572106 | TL/MD/2024/000004 | 21-Feb-2024 | Bone Cements - Tests for local effects after implantation in Rat and rabbit (Bone, Muscle, Subcutaneous), ISO 10993 (Part 6), 2016 | Class C
LIVEON BIOLABS PRIVATE LIMITED 46 & 47, Water tank Road, KIADB Industrial Area, Phase-II, Antharasanahalli, , Tumakuru (Tumkur), Karnataka Pincode: 572106 | TL/MD/2024/000004 | 21-Feb-2024 | Contact lenses - Acute Systemic Toxicity, ISO 10993 (Part 11), 2017 | Class C
LIVEON BIOLABS PRIVATE LIMITED 46 & 47, Water tank Road, KIADB Industrial Area, Phase-II, Antharasanahalli, , Tumakuru (Tumkur), Karnataka Pincode: 572106 | TL/MD/2024/000004 | 21-Feb-2024 | Contact lenses - Bacterial Reverse Mutation Test, ISO 10993 (Part 3), 2014 | Class C
LIVEON BIOLABS PRIVATE LIMITED 46 & 47, Water tank Road, KIADB Industrial Area, Phase-II, Antharasanahalli, , Tumakuru (Tumkur), Karnataka Pincode: 572106 | TL/MD/2024/000004 | 21-Feb-2024 | Contact lenses - Intracutaneous Reactivity Test in Rabbits, ISO 10993 (Part 23) 2021 | Class C
LIVEON BIOLABS PRIVATE LIMITED 46 & 47, Water tank Road, KIADB Industrial Area, Phase-II, Antharasanahalli, , Tumakuru (Tumkur), Karnataka Pincode: 572106 | TL/MD/2024/000004 | 21-Feb-2024 | Contact lenses - In-Vitro(-CHO Cell lines) /In Vivo chromosomal Aberration Test, ISO 10993 (Part 3), 2014 | Class C
LIVEON BIOLABS PRIVATE LIMITED 46 & 47, Water tank Road, KIADB Industrial Area, Phase-II, Antharasanahalli, , Tumakuru (Tumkur), Karnataka Pincode: 572106 | TL/MD/2024/000004 | 21-Feb-2024 | Contact lenses - In Vitro (CHO Cell lines) / In Vivo Micronucleus Test, ISO 10993 (Part 3), 2014 | Class C
LIVEON BIOLABS PRIVATE LIMITED 46 & 47, Water tank Road, KIADB Industrial Area, Phase-II, Antharasanahalli, , Tumakuru (Tumkur), Karnataka Pincode: 572106 | TL/MD/2024/000004 | 21-Feb-2024 | Contact lenses - In- Vitro cytotoxicity test, ISO 10993 (Part 5) 2009 | Class C
LIVEON BIOLABS PRIVATE LIMITED 46 & 47, Water tank Road, KIADB Industrial Area, Phase-II, Antharasanahalli, , Tumakuru (Tumkur), Karnataka Pincode: 572106 | TL/MD/2024/000004 | 21-Feb-2024 | Contact lenses - In-Vitro Mammalian Cell Gene Mutation Test Using the Thymidine Kinase Gene and mouse lymphoma assay using L5178YK, ISO 10993 (Part 3), 2014 | Class C
LIVEON BIOLABS PRIVATE LIMITED 46 & 47, Water tank Road, KIADB Industrial Area, Phase-II, Antharasanahalli, , Tumakuru (Tumkur), Karnataka Pincode: 572106 | TL/MD/2024/000004 | 21-Feb-2024 | Contact lenses - In Vivo Pyrogenicity, ISO 10993 (Part 11), 2017 | Class C
LIVEON BIOLABS PRIVATE LIMITED 46 & 47, Water tank Road, KIADB Industrial Area, Phase-II, Antharasanahalli, , Tumakuru (Tumkur), Karnataka Pincode: 572106 | TL/MD/2024/000004 | 21-Feb-2024 | Contact lenses - Skin, ocular, Vaginal, Penile, Rectal irritation tests in rabbits and oral mucosal irritation in hamster, ISO 10993 (Part 23) 2021 | Class C
LIVEON BIOLABS PRIVATE LIMITED 46 & 47, Water tank Road, KIADB Industrial Area, Phase-II, Antharasanahalli, , Tumakuru (Tumkur), Karnataka Pincode: 572106 | TL/MD/2024/000004 | 21-Feb-2024 | Contact lenses - Skin Sensitization in Guinea pigs, ISO 10993 (Part 10) 2021 | Class C
LIVEON BIOLABS PRIVATE LIMITED 46 & 47, Water tank Road, KIADB Industrial Area, Phase-II, Antharasanahalli, , Tumakuru (Tumkur), Karnataka Pincode: 572106 | TL/MD/2024/000004 | 21-Feb-2024 | Contact lenses - Tests for interactions with blood for Hemolysis Direct Method / Hemolysis, ISO 10993 (Part 4), 2017 | Class C
LIVEON BIOLABS PRIVATE LIMITED 46 & 47, Water tank Road, KIADB Industrial Area, Phase-II, Antharasanahalli, , Tumakuru (Tumkur), Karnataka Pincode: 572106 | TL/MD/2024/000004 | 21-Feb-2024 | Contact lenses - Tests for local effects after implantation in Rat and rabbit (Bone, Muscle, Subcutaneous), ISO 10993 (Part 6), 2016 | Class C
LIVEON BIOLABS PRIVATE LIMITED 46 & 47, Water tank Road, KIADB Industrial Area, Phase-II, Antharasanahalli, , Tumakuru (Tumkur), Karnataka Pincode: 572106 | TL/MD/2024/000004 | 21-Feb-2024 | Drug Eluting Stents- Acute Systemic Toxicity, ISO 10993 (Part 11), 2017 | Class C
LIVEON BIOLABS PRIVATE LIMITED 46 & 47, Water tank Road, KIADB Industrial Area, Phase-II, Antharasanahalli, , Tumakuru (Tumkur), Karnataka Pincode: 572106 | TL/MD/2024/000004 | 21-Feb-2024 | Drug Eluting Stents- Bacterial Reverse Mutation Test, ISO 10993 (Part 3), 2014 | Class C
LIVEON BIOLABS PRIVATE LIMITED 46 & 47, Water tank Road, KIADB Industrial Area, Phase-II, Antharasanahalli, , Tumakuru (Tumkur), Karnataka Pincode: 572106 | TL/MD/2024/000004 | 21-Feb-2024 | Drug Eluting Stents- Intracutaneous Reactivity Test in Rabbits, ISO 10993 (Part 23) 2021 | Class C
LIVEON BIOLABS PRIVATE LIMITED 46 & 47, Water tank Road, KIADB Industrial Area, Phase-II, Antharasanahalli, , Tumakuru (Tumkur), Karnataka Pincode: 572106 | TL/MD/2024/000004 | 21-Feb-2024 | Drug Eluting Stents- In-Vitro(-CHO Cell lines) /In Vivo chromosomal Aberration Test, ISO 10993 (Part 3), 2014 | Class C
LIVEON BIOLABS PRIVATE LIMITED 46 & 47, Water tank Road, KIADB Industrial Area, Phase-II, Antharasanahalli, , Tumakuru (Tumkur), Karnataka Pincode: 572106 | TL/MD/2024/000004 | 21-Feb-2024 | Drug Eluting Stents- In Vitro (CHO Cell lines) / In Vivo Micronucleus Test, ISO 10993 (Part 3), 2014 | Class C
LIVEON BIOLABS PRIVATE LIMITED 46 & 47, Water tank Road, KIADB Industrial Area, Phase-II, Antharasanahalli, , Tumakuru (Tumkur), Karnataka Pincode: 572106 | TL/MD/2024/000004 | 21-Feb-2024 | Drug Eluting Stents- In- Vitro cytotoxicity test, ISO 10993 (Part 5) 2009 | Class C
LIVEON BIOLABS PRIVATE LIMITED 46 & 47, Water tank Road, KIADB Industrial Area, Phase-II, Antharasanahalli, , Tumakuru (Tumkur), Karnataka Pincode: 572106 | TL/MD/2024/000004 | 21-Feb-2024 | Drug Eluting Stents- In-Vitro Mammalian Cell Gene Mutation Test Using the Thymidine Kinase Gene and mouse lymphoma assay using L5178YK, ISO 10993 (Part 3), 2014 | Class C
LIVEON BIOLABS PRIVATE LIMITED 46 & 47, Water tank Road, KIADB Industrial Area, Phase-II, Antharasanahalli, , Tumakuru (Tumkur), Karnataka Pincode: 572106 | TL/MD/2024/000004 | 21-Feb-2024 | Drug Eluting Stents- In Vivo Pyrogenicity, ISO 10993 (Part 11), 2017 | Class C
LIVEON BIOLABS PRIVATE LIMITED 46 & 47, Water tank Road, KIADB Industrial Area, Phase-II, Antharasanahalli, , Tumakuru (Tumkur), Karnataka Pincode: 572106 | TL/MD/2024/000004 | 21-Feb-2024 | Drug Eluting Stents- Skin, ocular, Vaginal, Penile, Rectal irritation tests in rabbits and oral mucosal irritation in hamster, ISO 10993 (Part 23) 2021 | Class C
LIVEON BIOLABS PRIVATE LIMITED 46 & 47, Water tank Road, KIADB Industrial Area, Phase-II, Antharasanahalli, , Tumakuru (Tumkur), Karnataka Pincode: 572106 | TL/MD/2024/000004 | 21-Feb-2024 | Drug Eluting Stents- Skin Sensitization in Guinea pigs, ISO 10993 (Part 10) 2021 | Class C
LIVEON BIOLABS PRIVATE LIMITED 46 & 47, Water tank Road, KIADB Industrial Area, Phase-II, Antharasanahalli, , Tumakuru (Tumkur), Karnataka Pincode: 572106 | TL/MD/2024/000004 | 21-Feb-2024 | Drug Eluting Stents- Tests for interactions with blood for Hemolysis Direct Method / Hemolysis, ISO 10993 (Part 4), 2017 | Class C
LIVEON BIOLABS PRIVATE LIMITED 46 & 47, Water tank Road, KIADB Industrial Area, Phase-II, Antharasanahalli, , Tumakuru (Tumkur), Karnataka Pincode: 572106 | TL/MD/2024/000004 | 21-Feb-2024 | Drug Eluting Stents- Tests for local effects after implantation in Rat and rabbit (Bone, Muscle, Subcutaneous), ISO 10993 (Part 6) 2016 | Class C
LIVEON BIOLABS PRIVATE LIMITED 46 & 47, Water tank Road, KIADB Industrial Area, Phase-II, Antharasanahalli, , Tumakuru (Tumkur), Karnataka Pincode: 572106 | TL/MD/2024/000004 | 21-Feb-2024 | Fluorocarbon Resins- Acute Systemic Toxicity, ISO 10993 (Part 11), 2017 | Class C
LIVEON BIOLABS PRIVATE LIMITED 46 & 47, Water tank Road, KIADB Industrial Area, Phase-II, Antharasanahalli, , Tumakuru (Tumkur), Karnataka Pincode: 572106 | TL/MD/2024/000004 | 21-Feb-2024 | Fluorocarbon Resins- Bacterial Reverse Mutation Test, ISO 10993 (Part 3), 2014 | Class C
LIVEON BIOLABS PRIVATE LIMITED 46 & 47, Water tank Road, KIADB Industrial Area, Phase-II, Antharasanahalli, , Tumakuru (Tumkur), Karnataka Pincode: 572106 | TL/MD/2024/000004 | 21-Feb-2024 | Fluorocarbon Resins- - Intracutaneous Reactivity Test in Rabbits, ISO 10993 (Part 23) 2021 | Class C
LIVEON BIOLABS PRIVATE LIMITED 46 & 47, Water tank Road, KIADB Industrial Area, Phase-II, Antharasanahalli, , Tumakuru (Tumkur), Karnataka Pincode: 572106 | TL/MD/2024/000004 | 21-Feb-2024 | Fluorocarbon Resins- In-Vitro(-CHO Cell lines) /In Vivo chromosomal Aberration Test, ISO 10993 (Part 3), 2014 | Class C
LIVEON BIOLABS PRIVATE LIMITED 46 & 47, Water tank Road, KIADB Industrial Area, Phase-II, Antharasanahalli, , Tumakuru (Tumkur), Karnataka Pincode: 572106 | TL/MD/2024/000004 | 21-Feb-2024 | Fluorocarbon Resins- In Vitro (CHO Cell lines) / In Vivo Micronucleus Test, ISO 10993 (Part 3), 2014 | Class C
LIVEON BIOLABS PRIVATE LIMITED 46 & 47, Water tank Road, KIADB Industrial Area, Phase-II, Antharasanahalli, , Tumakuru (Tumkur), Karnataka Pincode: 572106 | TL/MD/2024/000004 | 21-Feb-2024 | Fluorocarbon Resins- In- Vitro cytotoxicity test, ISO 10993 (Part 5) 2009 | Class C
LIVEON BIOLABS PRIVATE LIMITED 46 & 47, Water tank Road, KIADB Industrial Area, Phase-II, Antharasanahalli, , Tumakuru (Tumkur), Karnataka Pincode: 572106 | TL/MD/2024/000004 | 21-Feb-2024 | Fluorocarbon Resins- In-Vitro Mammalian Cell Gene Mutation Test Using the Thymidine Kinase Gene and mouse lymphoma assay using L5178YK, ISO 10993 (Part 3), 2014 | Class C
LIVEON BIOLABS PRIVATE LIMITED 46 & 47, Water tank Road, KIADB Industrial Area, Phase-II, Antharasanahalli, , Tumakuru (Tumkur), Karnataka Pincode: 572106 | TL/MD/2024/000004 | 21-Feb-2024 | Fluorocarbon Resins- In Vivo Pyrogenicity, ISO 10993 (Part 11), 2017 | Class C
LIVEON BIOLABS PRIVATE LIMITED 46 & 47, Water tank Road, KIADB Industrial Area, Phase-II, Antharasanahalli, , Tumakuru (Tumkur), Karnataka Pincode: 572106 | TL/MD/2024/000004 | 21-Feb-2024 | Fluorocarbon Resins- Skin, ocular, Vaginal, Penile, Rectal irritation tests in rabbits and oral mucosal irritation in hamster, ISO 10993 (Part 23) 2021 | Class C
LIVEON BIOLABS PRIVATE LIMITED 46 & 47, Water tank Road, KIADB Industrial Area, Phase-II, Antharasanahalli, , Tumakuru (Tumkur), Karnataka Pincode: 572106 | TL/MD/2024/000004 | 21-Feb-2024 | Fluorocarbon Resins- Skin Sensitization in Guinea pigs, ISO 10993 (Part 10) 2021 | Class C
LIVEON BIOLABS PRIVATE LIMITED 46 & 47, Water tank Road, KIADB Industrial Area, Phase-II, Antharasanahalli, , Tumakuru (Tumkur), Karnataka Pincode: 572106 | TL/MD/2024/000004 | 21-Feb-2024 | Fluorocarbon Resins- Tests for interactions with blood for Hemolysis Direct Method / Hemolysis, ISO 10993 (Part 4), 2017 | Class C
LIVEON BIOLABS PRIVATE LIMITED 46 & 47, Water tank Road, KIADB Industrial Area, Phase-II, Antharasanahalli, , Tumakuru (Tumkur), Karnataka Pincode: 572106 | TL/MD/2024/000004 | 21-Feb-2024 | Fluorocarbon Resins- Tests for local effects after implantation in Rat and rabbit (Bone, Muscle, Subcutaneous), ISO 10993 (Part 6), 2016 | Class C
LIVEON BIOLABS PRIVATE LIMITED 46 & 47, Water tank Road, KIADB Industrial Area, Phase-II, Antharasanahalli, , Tumakuru (Tumkur), Karnataka Pincode: 572106 | TL/MD/2024/000004 | 21-Feb-2024 | Internal Prosthetic Replacements - Acute Systemic Toxicity, ISO 10993 (Part 11), 2017 | Class C
LIVEON BIOLABS PRIVATE LIMITED 46 & 47, Water tank Road, KIADB Industrial Area, Phase-II, Antharasanahalli, , Tumakuru (Tumkur), Karnataka Pincode: 572106 | TL/MD/2024/000004 | 21-Feb-2024 | Internal Prosthetic Replacements - Bacterial Reverse Mutation Test, ISO 10993 (Part 3), 2014 | Class C
LIVEON BIOLABS PRIVATE LIMITED 46 & 47, Water tank Road, KIADB Industrial Area, Phase-II, Antharasanahalli, , Tumakuru (Tumkur), Karnataka Pincode: 572106 | TL/MD/2024/000004 | 21-Feb-2024 | Internal Prosthetic Replacements - Intracutaneous Reactivity Test in Rabbits, ISO 10993 (Part 23) 2021 | Class C
LIVEON BIOLABS PRIVATE LIMITED 46 & 47, Water tank Road, KIADB Industrial Area, Phase-II, Antharasanahalli, , Tumakuru (Tumkur), Karnataka Pincode: 572106 | TL/MD/2024/000004 | 21-Feb-2024 | Internal Prosthetic Replacements - In-Vitro(-CHO Cell lines) /In Vivo chromosomal Aberration Test, ISO 10993 (Part 3), 2014 | Class C
LIVEON BIOLABS PRIVATE LIMITED 46 & 47, Water tank Road, KIADB Industrial Area, Phase-II, Antharasanahalli, , Tumakuru (Tumkur), Karnataka Pincode: 572106 | TL/MD/2024/000004 | 21-Feb-2024 | Internal Prosthetic Replacements - In Vitro (CHO Cell lines) / In Vivo Micronucleus Test, ISO 10993 (Part 3), 2014 | Class C
LIVEON BIOLABS PRIVATE LIMITED 46 & 47, Water tank Road, KIADB Industrial Area, Phase-II, Antharasanahalli, , Tumakuru (Tumkur), Karnataka Pincode: 572106 | TL/MD/2024/000004 | 21-Feb-2024 | Internal Prosthetic Replacements - In- Vitro cytotoxicity test, ISO 10993 (Part 5) 2009 | Class C
LIVEON BIOLABS PRIVATE LIMITED 46 & 47, Water tank Road, KIADB Industrial Area, Phase-II, Antharasanahalli, , Tumakuru (Tumkur), Karnataka Pincode: 572106 | TL/MD/2024/000004 | 21-Feb-2024 | Internal Prosthetic Replacements - In-Vitro Mammalian Cell Gene Mutation Test Using the Thymidine Kinase Gene and mouse lymphoma assay using L5178YK, ISO 10993 (Part 3), 2014 | Class C
LIVEON BIOLABS PRIVATE LIMITED 46 & 47, Water tank Road, KIADB Industrial Area, Phase-II, Antharasanahalli, , Tumakuru (Tumkur), Karnataka Pincode: 572106 | TL/MD/2024/000004 | 21-Feb-2024 | Internal Prosthetic Replacements - In Vivo Pyrogenicity, ISO 10993 (Part 11), 2017 | Class C
LIVEON BIOLABS PRIVATE LIMITED 46 & 47, Water tank Road, KIADB Industrial Area, Phase-II, Antharasanahalli, , Tumakuru (Tumkur), Karnataka Pincode: 572106 | TL/MD/2024/000004 | 21-Feb-2024 | Internal Prosthetic Replacements - Skin, ocular, Vaginal, Penile, Rectal irritation tests in rabbits and oral mucosal irritation in hamster, ISO 10993 (Part 23) 2021 | Class C
LIVEON BIOLABS PRIVATE LIMITED 46 & 47, Water tank Road, KIADB Industrial Area, Phase-II, Antharasanahalli, , Tumakuru (Tumkur), Karnataka Pincode: 572106 | TL/MD/2024/000004 | 21-Feb-2024 | Internal Prosthetic Replacements - Skin Sensitization in Guinea pigs, ISO 10993 (Part 10) 2021 | Class C
LIVEON BIOLABS PRIVATE LIMITED 46 & 47, Water tank Road, KIADB Industrial Area, Phase-II, Antharasanahalli, , Tumakuru (Tumkur), Karnataka Pincode: 572106 | TL/MD/2024/000004 | 21-Feb-2024 | Internal Prosthetic Replacements - Tests for interactions with blood for Hemolysis Direct Method / Hemolysis, ISO 10993 (Part 4), 2017 | Class C
LIVEON BIOLABS PRIVATE LIMITED 46 & 47, Water tank Road, KIADB Industrial Area, Phase-II, Antharasanahalli, , Tumakuru (Tumkur), Karnataka Pincode: 572106 | TL/MD/2024/000004 | 21-Feb-2024 | Internal Prosthetic Replacements - Tests for local effects after implantation in Rat and rabbit (Bone, Muscle, Subcutaneous), ISO 10993 (Part 6), 2016 | Class C
LIVEON BIOLABS PRIVATE LIMITED 46 & 47, Water tank Road, KIADB Industrial Area, Phase-II, Antharasanahalli, , Tumakuru (Tumkur), Karnataka Pincode: 572106 | TL/MD/2024/000004 | 21-Feb-2024 | Intra Ocular Lenses - Acute Systemic Toxicity, ISO 10993 (Part 11), 2017 | Class C
LIVEON BIOLABS PRIVATE LIMITED 46 & 47, Water tank Road, KIADB Industrial Area, Phase-II, Antharasanahalli, , Tumakuru (Tumkur), Karnataka Pincode: 572106 | TL/MD/2024/000004 | 21-Feb-2024 | Intra Ocular Lenses - Bacterial Reverse Mutation Test, ISO 10993 (Part 3), 2014 | Class C
LIVEON BIOLABS PRIVATE LIMITED 46 & 47, Water tank Road, KIADB Industrial Area, Phase-II, Antharasanahalli, , Tumakuru (Tumkur), Karnataka Pincode: 572106 | TL/MD/2024/000004 | 21-Feb-2024 | Intra Ocular Lenses - Intracutaneous Reactivity Test in Rabbits, ISO 10993 (Part 23) 2021 | Class C
LIVEON BIOLABS PRIVATE LIMITED 46 & 47, Water tank Road, KIADB Industrial Area, Phase-II, Antharasanahalli, , Tumakuru (Tumkur), Karnataka Pincode: 572106 | TL/MD/2024/000004 | 21-Feb-2024 | Intra Ocular Lenses - In-Vitro(-CHO Cell lines) /In Vivo chromosomal Aberration Test, ISO 10993 (Part 3), 2014 | Class C
LIVEON BIOLABS PRIVATE LIMITED 46 & 47, Water tank Road, KIADB Industrial Area, Phase-II, Antharasanahalli, , Tumakuru (Tumkur), Karnataka Pincode: 572106 | TL/MD/2024/000004 | 21-Feb-2024 | Intra Ocular Lenses - In Vitro (CHO Cell lines) / In Vivo Micronucleus Test, ISO 10993 (Part 3), 2014 | Class C
LIVEON BIOLABS PRIVATE LIMITED 46 & 47, Water tank Road, KIADB Industrial Area, Phase-II, Antharasanahalli, , Tumakuru (Tumkur), Karnataka Pincode: 572106 | TL/MD/2024/000004 | 21-Feb-2024 | Intra Ocular Lenses - In- Vitro cytotoxicity test, ISO 10993 (Part 5) 2009 | Class C
LIVEON BIOLABS PRIVATE LIMITED 46 & 47, Water tank Road, KIADB Industrial Area, Phase-II, Antharasanahalli, , Tumakuru (Tumkur), Karnataka Pincode: 572106 | TL/MD/2024/000004 | 21-Feb-2024 | Intra Ocular Lenses - In-Vitro Mammalian Cell Gene Mutation Test Using the Thymidine Kinase Gene and mouse lymphoma assay using L5178YK, ISO 10993 (Part 3), 2014 | Class C
LIVEON BIOLABS PRIVATE LIMITED 46 & 47, Water tank Road, KIADB Industrial Area, Phase-II, Antharasanahalli, , Tumakuru (Tumkur), Karnataka Pincode: 572106 | TL/MD/2024/000004 | 21-Feb-2024 | Intra Ocular Lenses - In Vivo Pyrogenicity, ISO 10993 (Part 11), 2017 | Class C
LIVEON BIOLABS PRIVATE LIMITED 46 & 47, Water tank Road, KIADB Industrial Area, Phase-II, Antharasanahalli, , Tumakuru (Tumkur), Karnataka Pincode: 572106 | TL/MD/2024/000004 | 21-Feb-2024 | Intra Ocular Lenses - Skin, ocular, Vaginal, Penile, Rectal irritation tests in rabbits and oral mucosal irritation in hamster, ISO 10993 (Part 23) 2021 | Class C
LIVEON BIOLABS PRIVATE LIMITED 46 & 47, Water tank Road, KIADB Industrial Area, Phase-II, Antharasanahalli, , Tumakuru (Tumkur), Karnataka Pincode: 572106 | TL/MD/2024/000004 | 21-Feb-2024 | Intra Ocular Lenses - Skin Sensitization in Guinea pigs, ISO 10993 (Part 10) 2021 | Class C
LIVEON BIOLABS PRIVATE LIMITED 46 & 47, Water tank Road, KIADB Industrial Area, Phase-II, Antharasanahalli, , Tumakuru (Tumkur), Karnataka Pincode: 572106 | TL/MD/2024/000004 | 21-Feb-2024 | Intra Ocular Lenses - Tests for interactions with blood for Hemolysis Direct Method / Hemolysis, ISO 10993 (Part 4), 2017 | Class C
LIVEON BIOLABS PRIVATE LIMITED 46 & 47, Water tank Road, KIADB Industrial Area, Phase-II, Antharasanahalli, , Tumakuru (Tumkur), Karnataka Pincode: 572106 | TL/MD/2024/000004 | 21-Feb-2024 | Intra Ocular Lenses - Tests for local effects after implantation in Rat and rabbit (Bone, Muscle, Subcutaneous), ISO 10993 (Part 6), 2016 | Class C
LIVEON BIOLABS PRIVATE LIMITED 46 & 47, Water tank Road, KIADB Industrial Area, Phase-II, Antharasanahalli, , Tumakuru (Tumkur), Karnataka Pincode: 572106 | TL/MD/2024/000004 | 21-Feb-2024 | Low-Density Polyethylene Granules (LDPE)-Acute Systemic Toxicity, ISO 10993 (Part 11), 2017 | Class C
LIVEON BIOLABS PRIVATE LIMITED 46 & 47, Water tank Road, KIADB Industrial Area, Phase-II, Antharasanahalli, , Tumakuru (Tumkur), Karnataka Pincode: 572106 | TL/MD/2024/000004 | 21-Feb-2024 | Low-Density Polyethylene Granules (LDPE)-Bacterial Reverse Mutation Test, ISO 10993 (Part 3), 2014 | Class C
LIVEON BIOLABS PRIVATE LIMITED 46 & 47, Water tank Road, KIADB Industrial Area, Phase-II, Antharasanahalli, , Tumakuru (Tumkur), Karnataka Pincode: 572106 | TL/MD/2024/000004 | 21-Feb-2024 | Low-Density Polyethylene Granules (LDPE)-Intracutaneous Reactivity Test in Rabbits, ISO 10993 (Part 23) 2021 | Class C
LIVEON BIOLABS PRIVATE LIMITED 46 & 47, Water tank Road, KIADB Industrial Area, Phase-II, Antharasanahalli, , Tumakuru (Tumkur), Karnataka Pincode: 572106 | TL/MD/2024/000004 | 21-Feb-2024 | Low-Density Polyethylene Granules (LDPE)-In-Vitro(-CHO Cell lines) /In Vivo chromosomal Aberration Test, ISO 10993 (Part 3), 2014 | Class C
LIVEON BIOLABS PRIVATE LIMITED 46 & 47, Water tank Road, KIADB Industrial Area, Phase-II, Antharasanahalli, , Tumakuru (Tumkur), Karnataka Pincode: 572106 | TL/MD/2024/000004 | 21-Feb-2024 | Low-Density Polyethylene Granules (LDPE)-In Vitro (CHO Cell lines) / In Vivo Micronucleus Test, ISO 10993 (Part 3), 2014 | Class C
LIVEON BIOLABS PRIVATE LIMITED 46 & 47, Water tank Road, KIADB Industrial Area, Phase-II, Antharasanahalli, , Tumakuru (Tumkur), Karnataka Pincode: 572106 | TL/MD/2024/000004 | 21-Feb-2024 | Low-Density Polyethylene Granules (LDPE)-In- Vitro cytotoxicity test, ISO 10993 (Part 5) 2009 | Class C
LIVEON BIOLABS PRIVATE LIMITED 46 & 47, Water tank Road, KIADB Industrial Area, Phase-II, Antharasanahalli, , Tumakuru (Tumkur), Karnataka Pincode: 572106 | TL/MD/2024/000004 | 21-Feb-2024 | Low-Density Polyethylene Granules (LDPE)-In-Vitro Mammalian Cell Gene Mutation Test Using the Thymidine Kinase Gene and mouse lymphoma assay using L5178YK, ISO 10993 (Part 3), 2014 | Class C
LIVEON BIOLABS PRIVATE LIMITED 46 & 47, Water tank Road, KIADB Industrial Area, Phase-II, Antharasanahalli, , Tumakuru (Tumkur), Karnataka Pincode: 572106 | TL/MD/2024/000004 | 21-Feb-2024 | Low-Density Polyethylene Granules (LDPE)-In Vivo Pyrogenicity, ISO 10993 (Part 11), 2017 | Class C
LIVEON BIOLABS PRIVATE LIMITED 46 & 47, Water tank Road, KIADB Industrial Area, Phase-II, Antharasanahalli, , Tumakuru (Tumkur), Karnataka Pincode: 572106 | TL/MD/2024/000004 | 21-Feb-2024 | Low-Density Polyethylene Granules (LDPE)-Skin, ocular, Vaginal, Penile, Rectal irritation tests in rabbits and oral mucosal irritation in hamster, ISO 10993 (Part 23) 2021 | Class C
LIVEON BIOLABS PRIVATE LIMITED 46 & 47, Water tank Road, KIADB Industrial Area, Phase-II, Antharasanahalli, , Tumakuru (Tumkur), Karnataka Pincode: 572106 | TL/MD/2024/000004 | 21-Feb-2024 | Low-Density Polyethylene Granules (LDPE)-Skin Sensitization in Guinea pigs, ISO 10993 (Part 10) 2021 | Class C
LIVEON BIOLABS PRIVATE LIMITED 46 & 47, Water tank Road, KIADB Industrial Area, Phase-II, Antharasanahalli, , Tumakuru (Tumkur), Karnataka Pincode: 572106 | TL/MD/2024/000004 | 21-Feb-2024 | Low-Density Polyethylene Granules (LDPE)-Tests for interactions with blood for Hemolysis Direct Method / Hemolysis, ISO 10993 (Part 4), 2017 | Class C
LIVEON BIOLABS PRIVATE LIMITED 46 & 47, Water tank Road, KIADB Industrial Area, Phase-II, Antharasanahalli, , Tumakuru (Tumkur), Karnataka Pincode: 572106 | TL/MD/2024/000004 | 21-Feb-2024 | Low-Density Polyethylene Granules (LDPE)-Tests for local effects after implantation in Rat and rabbit (Bone, Muscle, Subcutaneous), ISO 10993 (Part 6), 2016 | Class C
LIVEON BIOLABS PRIVATE LIMITED 46 & 47, Water tank Road, KIADB Industrial Area, Phase-II, Antharasanahalli, , Tumakuru (Tumkur), Karnataka Pincode: 572106 | TL/MD/2024/000004 | 21-Feb-2024 | Metals - Acute Systemic Toxicity, ISO 10993 (Part 11), 2017 | Class C
LIVEON BIOLABS PRIVATE LIMITED 46 & 47, Water tank Road, KIADB Industrial Area, Phase-II, Antharasanahalli, , Tumakuru (Tumkur), Karnataka Pincode: 572106 | TL/MD/2024/000004 | 21-Feb-2024 | Metals - Bacterial Reverse Mutation Test, ISO 10993 (Part 3), 2014 | Class C
LIVEON BIOLABS PRIVATE LIMITED 46 & 47, Water tank Road, KIADB Industrial Area, Phase-II, Antharasanahalli, , Tumakuru (Tumkur), Karnataka Pincode: 572106 | TL/MD/2024/000004 | 21-Feb-2024 | Metals - Intracutaneous Reactivity Test in Rabbits, ISO 10993 (Part 23) 2021 | Class C
LIVEON BIOLABS PRIVATE LIMITED 46 & 47, Water tank Road, KIADB Industrial Area, Phase-II, Antharasanahalli, , Tumakuru (Tumkur), Karnataka Pincode: 572106 | TL/MD/2024/000004 | 21-Feb-2024 | Metals - In-Vitro(-CHO Cell lines) /In Vivo chromosomal Aberration Test, ISO 10993 (Part 3), 2014 | Class C
LIVEON BIOLABS PRIVATE LIMITED 46 & 47, Water tank Road, KIADB Industrial Area, Phase-II, Antharasanahalli, , Tumakuru (Tumkur), Karnataka Pincode: 572106 | TL/MD/2024/000004 | 21-Feb-2024 | Metals - In Vitro (CHO Cell lines) / In Vivo Micronucleus Test, ISO 10993 (Part 3), 2014 | Class C
LIVEON BIOLABS PRIVATE LIMITED 46 & 47, Water tank Road, KIADB Industrial Area, Phase-II, Antharasanahalli, , Tumakuru (Tumkur), Karnataka Pincode: 572106 | TL/MD/2024/000004 | 21-Feb-2024 | Metals - In- Vitro cytotoxicity test, ISO 10993 (Part 5) 2009 | Class C
LIVEON BIOLABS PRIVATE LIMITED 46 & 47, Water tank Road, KIADB Industrial Area, Phase-II, Antharasanahalli, , Tumakuru (Tumkur), Karnataka Pincode: 572106 | TL/MD/2024/000004 | 21-Feb-2024 | Metals - In-Vitro Mammalian Cell Gene Mutation Test Using the Thymidine Kinase Gene and mouse lymphoma assay using L5178YK, ISO 10993 (Part 3), 2014 | Class C
LIVEON BIOLABS PRIVATE LIMITED 46 & 47, Water tank Road, KIADB Industrial Area, Phase-II, Antharasanahalli, , Tumakuru (Tumkur), Karnataka Pincode: 572106 | TL/MD/2024/000004 | 21-Feb-2024 | Metals - In Vivo Pyrogenicity, ISO 10993 (Part 11), 2017 | Class C
LIVEON BIOLABS PRIVATE LIMITED 46 & 47, Water tank Road, KIADB Industrial Area, Phase-II, Antharasanahalli, , Tumakuru (Tumkur), Karnataka Pincode: 572106 | TL/MD/2024/000004 | 21-Feb-2024 | Metals - Skin, ocular, Vaginal, Penile, Rectal irritation tests in rabbits and oral mucosal irritation in hamster, ISO 10993 (Part 23) 2021 | Class C
LIVEON BIOLABS PRIVATE LIMITED 46 & 47, Water tank Road, KIADB Industrial Area, Phase-II, Antharasanahalli, , Tumakuru (Tumkur), Karnataka Pincode: 572106 | TL/MD/2024/000004 | 21-Feb-2024 | Metals - Skin Sensitization in Guinea pigs, ISO 10993 (Part 10) 2021 | Class C
LIVEON BIOLABS PRIVATE LIMITED 46 & 47, Water tank Road, KIADB Industrial Area, Phase-II, Antharasanahalli, , Tumakuru (Tumkur), Karnataka Pincode: 572106 | TL/MD/2024/000004 | 21-Feb-2024 | Metals - Tests for interactions with blood for Hemolysis Direct Method / Hemolysis, ISO 10993 (Part 4), 2017 | Class C
LIVEON BIOLABS PRIVATE LIMITED 46 & 47, Water tank Road, KIADB Industrial Area, Phase-II, Antharasanahalli, , Tumakuru (Tumkur), Karnataka Pincode: 572106 | TL/MD/2024/000004 | 21-Feb-2024 | Metals - Tests for local effects after implantation in Rat and rabbit (Bone, Muscle, Subcutaneous), ISO 10993 (Part 6), 2016 | Class C
LIVEON BIOLABS PRIVATE LIMITED 46 & 47, Water tank Road, KIADB Industrial Area, Phase-II, Antharasanahalli, , Tumakuru (Tumkur), Karnataka Pincode: 572106 | TL/MD/2024/000004 | 21-Feb-2024 | Polyesters -Acute Systemic Toxicity, ISO 10993 (Part 11), 2017 | Class C
LIVEON BIOLABS PRIVATE LIMITED 46 & 47, Water tank Road, KIADB Industrial Area, Phase-II, Antharasanahalli, , Tumakuru (Tumkur), Karnataka Pincode: 572106 | TL/MD/2024/000004 | 21-Feb-2024 | Polyesters -Bacterial Reverse Mutation Test, ISO 10993 (Part 3), 2014 | Class C
LIVEON BIOLABS PRIVATE LIMITED 46 & 47, Water tank Road, KIADB Industrial Area, Phase-II, Antharasanahalli, , Tumakuru (Tumkur), Karnataka Pincode: 572106 | TL/MD/2024/000004 | 21-Feb-2024 | Polyesters - Intracutaneous Reactivity Test in Rabbits, ISO 10993 (Part 23) 2021 | Class C
LIVEON BIOLABS PRIVATE LIMITED 46 & 47, Water tank Road, KIADB Industrial Area, Phase-II, Antharasanahalli, , Tumakuru (Tumkur), Karnataka Pincode: 572106 | TL/MD/2024/000004 | 21-Feb-2024 | Polyesters -In-Vitro(-CHO Cell lines) /In Vivo chromosomal Aberration Test, ISO 10993 (Part 3), 2014 | Class C
LIVEON BIOLABS PRIVATE LIMITED 46 & 47, Water tank Road, KIADB Industrial Area, Phase-II, Antharasanahalli, , Tumakuru (Tumkur), Karnataka Pincode: 572106 | TL/MD/2024/000004 | 21-Feb-2024 | Polyesters -In Vitro (CHO Cell lines) / In Vivo Micronucleus Test, ISO 10993 (Part 3), 2014 | Class C
LIVEON BIOLABS PRIVATE LIMITED 46 & 47, Water tank Road, KIADB Industrial Area, Phase-II, Antharasanahalli, , Tumakuru (Tumkur), Karnataka Pincode: 572106 | TL/MD/2024/000004 | 21-Feb-2024 | Polyesters -In- Vitro cytotoxicity test, ISO 10993 (Part 5) 2009 | Class C
LIVEON BIOLABS PRIVATE LIMITED 46 & 47, Water tank Road, KIADB Industrial Area, Phase-II, Antharasanahalli, , Tumakuru (Tumkur), Karnataka Pincode: 572106 | TL/MD/2024/000004 | 21-Feb-2024 | Polyesters -In-Vitro Mammalian Cell Gene Mutation Test Using the Thymidine Kinase Gene and mouse lymphoma assay using L5178YK, ISO 10993 (Part 3), 2014 | Class C
LIVEON BIOLABS PRIVATE LIMITED 46 & 47, Water tank Road, KIADB Industrial Area, Phase-II, Antharasanahalli, , Tumakuru (Tumkur), Karnataka Pincode: 572106 | TL/MD/2024/000004 | 21-Feb-2024 | Polyesters -In Vivo Pyrogenicity, ISO 10993 (Part 11), 2017 | Class C
LIVEON BIOLABS PRIVATE LIMITED 46 & 47, Water tank Road, KIADB Industrial Area, Phase-II, Antharasanahalli, , Tumakuru (Tumkur), Karnataka Pincode: 572106 | TL/MD/2024/000004 | 21-Feb-2024 | Polyesters -Skin, ocular, Vaginal, Penile, Rectal irritation tests in rabbits and oral mucosal irritation in hamster, ISO 10993 (Part 23) 2021 | Class C
LIVEON BIOLABS PRIVATE LIMITED 46 & 47, Water tank Road, KIADB Industrial Area, Phase-II, Antharasanahalli, , Tumakuru (Tumkur), Karnataka Pincode: 572106 | TL/MD/2024/000004 | 21-Feb-2024 | Polyesters -Skin Sensitization in Guinea pigs, ISO 10993 (Part 10) 2021 | Class C
LIVEON BIOLABS PRIVATE LIMITED 46 & 47, Water tank Road, KIADB Industrial Area, Phase-II, Antharasanahalli, , Tumakuru (Tumkur), Karnataka Pincode: 572106 | TL/MD/2024/000004 | 21-Feb-2024 | Polyesters -Tests for interactions with blood for Hemolysis Direct Method / Hemolysis, ISO 10993 (Part 4), 2017 | Class C
LIVEON BIOLABS PRIVATE LIMITED 46 & 47, Water tank Road, KIADB Industrial Area, Phase-II, Antharasanahalli, , Tumakuru (Tumkur), Karnataka Pincode: 572106 | TL/MD/2024/000004 | 21-Feb-2024 | Polyesters -Tests for local effects after implantation in Rat and rabbit (Bone, Muscle, Subcutaneous), ISO 10993 (Part 6), 2016 | Class C
LIVEON BIOLABS PRIVATE LIMITED 46 & 47, Water tank Road, KIADB Industrial Area, Phase-II, Antharasanahalli, , Tumakuru (Tumkur), Karnataka Pincode: 572106 | TL/MD/2024/000004 | 21-Feb-2024 | Polyethylene (linear)- Acute Systemic Toxicity, ISO 10993 (Part 11), 2017 | Class C
LIVEON BIOLABS PRIVATE LIMITED 46 & 47, Water tank Road, KIADB Industrial Area, Phase-II, Antharasanahalli, , Tumakuru (Tumkur), Karnataka Pincode: 572106 | TL/MD/2024/000004 | 21-Feb-2024 | Polyethylene (linear)- Bacterial Reverse Mutation Test, ISO 10993 (Part 3), 2014 | Class C
LIVEON BIOLABS PRIVATE LIMITED 46 & 47, Water tank Road, KIADB Industrial Area, Phase-II, Antharasanahalli, , Tumakuru (Tumkur), Karnataka Pincode: 572106 | TL/MD/2024/000004 | 21-Feb-2024 | Polyethylene (linear) - Intracutaneous Reactivity Test in Rabbits, ISO 10993 (Part 23) 2021 | Class C
LIVEON BIOLABS PRIVATE LIMITED 46 & 47, Water tank Road, KIADB Industrial Area, Phase-II, Antharasanahalli, , Tumakuru (Tumkur), Karnataka Pincode: 572106 | TL/MD/2024/000004 | 21-Feb-2024 | Polyethylene (linear)- In-Vitro(-CHO Cell lines) /In Vivo chromosomal Aberration Test, ISO 10993 (Part 3), 2014 | Class C
LIVEON BIOLABS PRIVATE LIMITED 46 & 47, Water tank Road, KIADB Industrial Area, Phase-II, Antharasanahalli, , Tumakuru (Tumkur), Karnataka Pincode: 572106 | TL/MD/2024/000004 | 21-Feb-2024 | Polyethylene (linear)- In Vitro (CHO Cell lines) / In Vivo Micronucleus Test, ISO 10993 (Part 3), 2014 | Class C
LIVEON BIOLABS PRIVATE LIMITED 46 & 47, Water tank Road, KIADB Industrial Area, Phase-II, Antharasanahalli, , Tumakuru (Tumkur), Karnataka Pincode: 572106 | TL/MD/2024/000004 | 21-Feb-2024 | Polyethylene (linear)- In- Vitro cytotoxicity test, ISO 10993 (Part 5) 2009 | Class C
LIVEON BIOLABS PRIVATE LIMITED 46 & 47, Water tank Road, KIADB Industrial Area, Phase-II, Antharasanahalli, , Tumakuru (Tumkur), Karnataka Pincode: 572106 | TL/MD/2024/000004 | 21-Feb-2024 | Polyethylene (linear)- In-Vitro Mammalian Cell Gene Mutation Test Using the Thymidine Kinase Gene and mouse lymphoma assay using L5178YK, ISO 10993 (Part 3), 2014 | Class C
LIVEON BIOLABS PRIVATE LIMITED 46 & 47, Water tank Road, KIADB Industrial Area, Phase-II, Antharasanahalli, , Tumakuru (Tumkur), Karnataka Pincode: 572106 | TL/MD/2024/000004 | 21-Feb-2024 | Polyethylene (linear)- In Vivo Pyrogenicity, ISO 10993 (Part 11), 2017 | Class C
LIVEON BIOLABS PRIVATE LIMITED 46 & 47, Water tank Road, KIADB Industrial Area, Phase-II, Antharasanahalli, , Tumakuru (Tumkur), Karnataka Pincode: 572106 | TL/MD/2024/000004 | 21-Feb-2024 | Polyethylene (linear)- Skin, ocular, Vaginal, Penile, Rectal irritation tests in rabbits and oral mucosal irritation in hamster, ISO 10993 (Part 23) 2021 | Class C
LIVEON BIOLABS PRIVATE LIMITED 46 & 47, Water tank Road, KIADB Industrial Area, Phase-II, Antharasanahalli, , Tumakuru (Tumkur), Karnataka Pincode: 572106 | TL/MD/2024/000004 | 21-Feb-2024 | Polyethylene (linear)- Skin Sensitization in Guinea pigs, ISO 10993 (Part 10) 2021 | Class C
LIVEON BIOLABS PRIVATE LIMITED 46 & 47, Water tank Road, KIADB Industrial Area, Phase-II, Antharasanahalli, , Tumakuru (Tumkur), Karnataka Pincode: 572106 | TL/MD/2024/000004 | 21-Feb-2024 | Polyethylene (linear)- Tests for interactions with blood for Hemolysis Direct Method / Hemolysis, ISO 10993 (Part 4), 2017 | Class C
LIVEON BIOLABS PRIVATE LIMITED 46 & 47, Water tank Road, KIADB Industrial Area, Phase-II, Antharasanahalli, , Tumakuru (Tumkur), Karnataka Pincode: 572106 | TL/MD/2024/000004 | 21-Feb-2024 | Polyethylene (linear)- Tests for local effects after implantation in Rat and rabbit (Bone, Muscle, Subcutaneous), ISO 10993 (Part 6), 2016 | Class C
LIVEON BIOLABS PRIVATE LIMITED 46 & 47, Water tank Road, KIADB Industrial Area, Phase-II, Antharasanahalli, , Tumakuru (Tumkur), Karnataka Pincode: 572106 | TL/MD/2024/000004 | 21-Feb-2024 | Polypropylene-Acute Systemic Toxicity, ISO 10993 (Part 11), 2017 | Class C
LIVEON BIOLABS PRIVATE LIMITED 46 & 47, Water tank Road, KIADB Industrial Area, Phase-II, Antharasanahalli, , Tumakuru (Tumkur), Karnataka Pincode: 572106 | TL/MD/2024/000004 | 21-Feb-2024 | Polypropylene-Bacterial Reverse Mutation Test, ISO 10993 (Part 3), 2014 | Class C
LIVEON BIOLABS PRIVATE LIMITED 46 & 47, Water tank Road, KIADB Industrial Area, Phase-II, Antharasanahalli, , Tumakuru (Tumkur), Karnataka Pincode: 572106 | TL/MD/2024/000004 | 21-Feb-2024 | Polypropylene - Intracutaneous Reactivity Test in Rabbits, ISO 10993 (Part 23) 2021 | Class C
LIVEON BIOLABS PRIVATE LIMITED 46 & 47, Water tank Road, KIADB Industrial Area, Phase-II, Antharasanahalli, , Tumakuru (Tumkur), Karnataka Pincode: 572106 | TL/MD/2024/000004 | 21-Feb-2024 | Polypropylene-In-Vitro(-CHO Cell lines) /In Vivo chromosomal Aberration Test, ISO 10993 (Part 3), 2014 | Class C
LIVEON BIOLABS PRIVATE LIMITED 46 & 47, Water tank Road, KIADB Industrial Area, Phase-II, Antharasanahalli, , Tumakuru (Tumkur), Karnataka Pincode: 572106 | TL/MD/2024/000004 | 21-Feb-2024 | Polypropylene-In Vitro (CHO Cell lines) / In Vivo Micronucleus Test, ISO 10993 (Part 3), 2014 | Class C
LIVEON BIOLABS PRIVATE LIMITED 46 & 47, Water tank Road, KIADB Industrial Area, Phase-II, Antharasanahalli, , Tumakuru (Tumkur), Karnataka Pincode: 572106 | TL/MD/2024/000004 | 21-Feb-2024 | Polypropylene-In- Vitro cytotoxicity test, ISO 10993 (Part 5) 2009 | Class C
LIVEON BIOLABS PRIVATE LIMITED 46 & 47, Water tank Road, KIADB Industrial Area, Phase-II, Antharasanahalli, , Tumakuru (Tumkur), Karnataka Pincode: 572106 | TL/MD/2024/000004 | 21-Feb-2024 | Polypropylene -In-Vitro Mammalian Cell Gene Mutation Test Using the Thymidine Kinase Gene and mouse lymphoma assay using L5178YK, ISO 10993 (Part 3), 2014 | Class C
LIVEON BIOLABS PRIVATE LIMITED 46 & 47, Water tank Road, KIADB Industrial Area, Phase-II, Antharasanahalli, , Tumakuru (Tumkur), Karnataka Pincode: 572106 | TL/MD/2024/000004 | 21-Feb-2024 | Polypropylene-In Vivo Pyrogenicity, ISO 10993 (Part 11), 2017 | Class C
LIVEON BIOLABS PRIVATE LIMITED 46 & 47, Water tank Road, KIADB Industrial Area, Phase-II, Antharasanahalli, , Tumakuru (Tumkur), Karnataka Pincode: 572106 | TL/MD/2024/000004 | 21-Feb-2024 | Polypropylene-Skin, ocular, Vaginal, Penile, Rectal irritation tests in rabbits and oral mucosal irritation in hamster, ISO 10993 (Part 23) 2021 | Class C
LIVEON BIOLABS PRIVATE LIMITED 46 & 47, Water tank Road, KIADB Industrial Area, Phase-II, Antharasanahalli, , Tumakuru (Tumkur), Karnataka Pincode: 572106 | TL/MD/2024/000004 | 21-Feb-2024 | Polypropylene-Skin Sensitization in Guinea pigs, ISO 10993 (Part 10) 2021 | Class C
LIVEON BIOLABS PRIVATE LIMITED 46 & 47, Water tank Road, KIADB Industrial Area, Phase-II, Antharasanahalli, , Tumakuru (Tumkur), Karnataka Pincode: 572106 | TL/MD/2024/000004 | 21-Feb-2024 | Polypropylene-Tests for interactions with blood for Hemolysis Direct Method / Hemolysis, ISO 10993 (Part 4), 2017 | Class C
LIVEON BIOLABS PRIVATE LIMITED 46 & 47, Water tank Road, KIADB Industrial Area, Phase-II, Antharasanahalli, , Tumakuru (Tumkur), Karnataka Pincode: 572106 | TL/MD/2024/000004 | 21-Feb-2024 | Polypropylene-Tests for local effects after implantation in Rat and rabbit (Bone, Muscle, Subcutaneous), ISO 10993 (Part 6), 2016 | Class C
LIVEON BIOLABS PRIVATE LIMITED 46 & 47, Water tank Road, KIADB Industrial Area, Phase-II, Antharasanahalli, , Tumakuru (Tumkur), Karnataka Pincode: 572106 | TL/MD/2024/000004 | 21-Feb-2024 | Polystyrene- Acute Systemic Toxicity, ISO 10993 (Part 11), 2017 | Class C
LIVEON BIOLABS PRIVATE LIMITED 46 & 47, Water tank Road, KIADB Industrial Area, Phase-II, Antharasanahalli, , Tumakuru (Tumkur), Karnataka Pincode: 572106 | TL/MD/2024/000004 | 21-Feb-2024 | Polystyrene- Bacterial Reverse Mutation Test, ISO 10993 (Part 3), 2014 | Class C
LIVEON BIOLABS PRIVATE LIMITED 46 & 47, Water tank Road, KIADB Industrial Area, Phase-II, Antharasanahalli, , Tumakuru (Tumkur), Karnataka Pincode: 572106 | TL/MD/2024/000004 | 21-Feb-2024 | Polystyrene - Intracutaneous Reactivity Test in Rabbits, ISO 10993 (Part 23) 2021 | Class C
LIVEON BIOLABS PRIVATE LIMITED 46 & 47, Water tank Road, KIADB Industrial Area, Phase-II, Antharasanahalli, , Tumakuru (Tumkur), Karnataka Pincode: 572106 | TL/MD/2024/000004 | 21-Feb-2024 | Polystyrene- In-Vitro(-CHO Cell lines) /In Vivo chromosomal Aberration Test, ISO 10993 (Part 3), 2014 | Class C
LIVEON BIOLABS PRIVATE LIMITED 46 & 47, Water tank Road, KIADB Industrial Area, Phase-II, Antharasanahalli, , Tumakuru (Tumkur), Karnataka Pincode: 572106 | TL/MD/2024/000004 | 21-Feb-2024 | Polystyrene- In Vitro (CHO Cell lines) / In Vivo Micronucleus Test, ISO 10993 (Part 3), 2014 | Class C
LIVEON BIOLABS PRIVATE LIMITED 46 & 47, Water tank Road, KIADB Industrial Area, Phase-II, Antharasanahalli, , Tumakuru (Tumkur), Karnataka Pincode: 572106 | TL/MD/2024/000004 | 21-Feb-2024 | Polystyrene- In- Vitro cytotoxicity test, ISO 10993 (Part 5) 2009 | Class C
LIVEON BIOLABS PRIVATE LIMITED 46 & 47, Water tank Road, KIADB Industrial Area, Phase-II, Antharasanahalli, , Tumakuru (Tumkur), Karnataka Pincode: 572106 | TL/MD/2024/000004 | 21-Feb-2024 | Polystyrene- In-Vitro Mammalian Cell Gene Mutation Test Using the Thymidine Kinase Gene and mouse lymphoma assay using L5178YK, ISO 10993 (Part 3), 2014 | Class C
LIVEON BIOLABS PRIVATE LIMITED 46 & 47, Water tank Road, KIADB Industrial Area, Phase-II, Antharasanahalli, , Tumakuru (Tumkur), Karnataka Pincode: 572106 | TL/MD/2024/000004 | 21-Feb-2024 | Polystyrene- In Vivo Pyrogenicity, ISO 10993 (Part 11), 2017 | Class C
LIVEON BIOLABS PRIVATE LIMITED 46 & 47, Water tank Road, KIADB Industrial Area, Phase-II, Antharasanahalli, , Tumakuru (Tumkur), Karnataka Pincode: 572106 | TL/MD/2024/000004 | 21-Feb-2024 | Polystyrene- Skin, ocular, Vaginal, Penile, Rectal irritation tests in rabbits and oral mucosal irritation in hamster, ISO 10993 (Part 23) 2021 | Class C
LIVEON BIOLABS PRIVATE LIMITED 46 & 47, Water tank Road, KIADB Industrial Area, Phase-II, Antharasanahalli, , Tumakuru (Tumkur), Karnataka Pincode: 572106 | TL/MD/2024/000004 | 21-Feb-2024 | Polystyrene- Skin Sensitization in Guinea pigs, ISO 10993 (Part 10) 2021 | Class C
LIVEON BIOLABS PRIVATE LIMITED 46 & 47, Water tank Road, KIADB Industrial Area, Phase-II, Antharasanahalli, , Tumakuru (Tumkur), Karnataka Pincode: 572106 | TL/MD/2024/000004 | 21-Feb-2024 | Polystyrene- Tests for interactions with blood for Hemolysis Direct Method / Hemolysis, ISO 10993 (Part 4), 2017 | Class C
LIVEON BIOLABS PRIVATE LIMITED 46 & 47, Water tank Road, KIADB Industrial Area, Phase-II, Antharasanahalli, , Tumakuru (Tumkur), Karnataka Pincode: 572106 | TL/MD/2024/000004 | 21-Feb-2024 | Polystyrene- Tests for local effects after implantation in Rat and rabbit (Bone, Muscle, Subcutaneous), ISO 10993 (Part 6), 2016 | Class C
LIVEON BIOLABS PRIVATE LIMITED 46 & 47, Water tank Road, KIADB Industrial Area, Phase-II, Antharasanahalli, , Tumakuru (Tumkur), Karnataka Pincode: 572106 | TL/MD/2024/000004 | 21-Feb-2024 | Resins - Acute Systemic Toxicity, ISO 10993 (Part 11), 2017 | Class C
LIVEON BIOLABS PRIVATE LIMITED 46 & 47, Water tank Road, KIADB Industrial Area, Phase-II, Antharasanahalli, , Tumakuru (Tumkur), Karnataka Pincode: 572106 | TL/MD/2024/000004 | 21-Feb-2024 | Resins - Bacterial Reverse Mutation Test, ISO 10993 (Part 3), 2014 | Class C
LIVEON BIOLABS PRIVATE LIMITED 46 & 47, Water tank Road, KIADB Industrial Area, Phase-II, Antharasanahalli, , Tumakuru (Tumkur), Karnataka Pincode: 572106 | TL/MD/2024/000004 | 21-Feb-2024 | Resins - Intracutaneous Reactivity Test in Rabbits, ISO 10993 (Part 23) 2021 | Class C
LIVEON BIOLABS PRIVATE LIMITED 46 & 47, Water tank Road, KIADB Industrial Area, Phase-II, Antharasanahalli, , Tumakuru (Tumkur), Karnataka Pincode: 572106 | TL/MD/2024/000004 | 21-Feb-2024 | Resins - In-Vitro(-CHO Cell lines) /In Vivo chromosomal Aberration Test, ISO 10993 (Part 3), 2014 | Class C
LIVEON BIOLABS PRIVATE LIMITED 46 & 47, Water tank Road, KIADB Industrial Area, Phase-II, Antharasanahalli, , Tumakuru (Tumkur), Karnataka Pincode: 572106 | TL/MD/2024/000004 | 21-Feb-2024 | Resins - In Vitro (CHO Cell lines) / In Vivo Micronucleus Test, ISO 10993 (Part 3), 2014 | Class C
LIVEON BIOLABS PRIVATE LIMITED 46 & 47, Water tank Road, KIADB Industrial Area, Phase-II, Antharasanahalli, , Tumakuru (Tumkur), Karnataka Pincode: 572106 | TL/MD/2024/000004 | 21-Feb-2024 | Resins - In- Vitro cytotoxicity test, ISO 10993 (Part 5) 2009 | Class C
LIVEON BIOLABS PRIVATE LIMITED 46 & 47, Water tank Road, KIADB Industrial Area, Phase-II, Antharasanahalli, , Tumakuru (Tumkur), Karnataka Pincode: 572106 | TL/MD/2024/000004 | 21-Feb-2024 | Resins - In-Vitro Mammalian Cell Gene Mutation Test Using the Thymidine Kinase Gene and mouse lymphoma assay using L5178YK, ISO 10993 (Part 3), 2014 | Class C
LIVEON BIOLABS PRIVATE LIMITED 46 & 47, Water tank Road, KIADB Industrial Area, Phase-II, Antharasanahalli, , Tumakuru (Tumkur), Karnataka Pincode: 572106 | TL/MD/2024/000004 | 21-Feb-2024 | Resins - In Vivo Pyrogenicity, ISO 10993 (Part 11), 2017 | Class C
LIVEON BIOLABS PRIVATE LIMITED 46 & 47, Water tank Road, KIADB Industrial Area, Phase-II, Antharasanahalli, , Tumakuru (Tumkur), Karnataka Pincode: 572106 | TL/MD/2024/000004 | 21-Feb-2024 | Resins - Skin, ocular, Vaginal, Penile, Rectal irritation tests in rabbits and oral mucosal irritation in hamster, ISO 10993 (Part 23) 2021 | Class C
LIVEON BIOLABS PRIVATE LIMITED 46 & 47, Water tank Road, KIADB Industrial Area, Phase-II, Antharasanahalli, , Tumakuru (Tumkur), Karnataka Pincode: 572106 | TL/MD/2024/000004 | 21-Feb-2024 | Resins - Skin Sensitization in Guinea pigs, ISO 10993 (Part 10) 2021 | Class C
LIVEON BIOLABS PRIVATE LIMITED 46 & 47, Water tank Road, KIADB Industrial Area, Phase-II, Antharasanahalli, , Tumakuru (Tumkur), Karnataka Pincode: 572106 | TL/MD/2024/000004 | 21-Feb-2024 | Resins - Tests for interactions with blood for Hemolysis Direct Method / Hemolysis, ISO 10993 (Part 4), 2017 | Class C
LIVEON BIOLABS PRIVATE LIMITED 46 & 47, Water tank Road, KIADB Industrial Area, Phase-II, Antharasanahalli, , Tumakuru (Tumkur), Karnataka Pincode: 572106 | TL/MD/2024/000004 | 21-Feb-2024 | Resins - Tests for local effects after implantation in Rat and rabbit (Bone, Muscle, Subcutaneous), ISO 10993 (Part 6), 2016 | Class C
LIVEON BIOLABS PRIVATE LIMITED 46 & 47, Water tank Road, KIADB Industrial Area, Phase-II, Antharasanahalli, , Tumakuru (Tumkur), Karnataka Pincode: 572106 | TL/MD/2024/000004 | 21-Feb-2024 | Stents -Acute Systemic Toxicity, ISO 10993 (Part 11), 2017 | Class C
LIVEON BIOLABS PRIVATE LIMITED 46 & 47, Water tank Road, KIADB Industrial Area, Phase-II, Antharasanahalli, , Tumakuru (Tumkur), Karnataka Pincode: 572106 | TL/MD/2024/000004 | 21-Feb-2024 | Stents -Bacterial Reverse Mutation Test, ISO 10993 (Part 3), 2014 | Class C
LIVEON BIOLABS PRIVATE LIMITED 46 & 47, Water tank Road, KIADB Industrial Area, Phase-II, Antharasanahalli, , Tumakuru (Tumkur), Karnataka Pincode: 572106 | TL/MD/2024/000004 | 21-Feb-2024 | Stents -Intracutaneous Reactivity Test in Rabbits, ISO 10993 (Part 23) 2021 | Class C
LIVEON BIOLABS PRIVATE LIMITED 46 & 47, Water tank Road, KIADB Industrial Area, Phase-II, Antharasanahalli, , Tumakuru (Tumkur), Karnataka Pincode: 572106 | TL/MD/2024/000004 | 21-Feb-2024 | Stents -In-Vitro(-CHO Cell lines) /In Vivo chromosomal Aberration Test, ISO 10993 (Part 3), 2014 | Class C
LIVEON BIOLABS PRIVATE LIMITED 46 & 47, Water tank Road, KIADB Industrial Area, Phase-II, Antharasanahalli, , Tumakuru (Tumkur), Karnataka Pincode: 572106 | TL/MD/2024/000004 | 21-Feb-2024 | Stents -In Vitro (CHO Cell lines) / In Vivo Micronucleus Test, ISO 10993 (Part 3), 2014 | Class C
LIVEON BIOLABS PRIVATE LIMITED 46 & 47, Water tank Road, KIADB Industrial Area, Phase-II, Antharasanahalli, , Tumakuru (Tumkur), Karnataka Pincode: 572106 | TL/MD/2024/000004 | 21-Feb-2024 | Stents -In- Vitro cytotoxicity test, ISO 10993 (Part 5) 2009 | Class C
LIVEON BIOLABS PRIVATE LIMITED 46 & 47, Water tank Road, KIADB Industrial Area, Phase-II, Antharasanahalli, , Tumakuru (Tumkur), Karnataka Pincode: 572106 | TL/MD/2024/000004 | 21-Feb-2024 | Stents -In-Vitro Mammalian Cell Gene Mutation Test Using the Thymidine Kinase Gene and mouse lymphoma assay using L5178YK, ISO 10993 (Part 3), 2014 | Class C
LIVEON BIOLABS PRIVATE LIMITED 46 & 47, Water tank Road, KIADB Industrial Area, Phase-II, Antharasanahalli, , Tumakuru (Tumkur), Karnataka Pincode: 572106 | TL/MD/2024/000004 | 21-Feb-2024 | Stents -In Vivo Pyrogenicity, ISO 10993 (Part 11), 2017 | Class C
LIVEON BIOLABS PRIVATE LIMITED 46 & 47, Water tank Road, KIADB Industrial Area, Phase-II, Antharasanahalli, , Tumakuru (Tumkur), Karnataka Pincode: 572106 | TL/MD/2024/000004 | 21-Feb-2024 | Stents -Skin, ocular, Vaginal, Penile, Rectal irritation tests in rabbits and oral mucosal irritation in hamster, ISO 10993 (Part 23) 2021 | Class C
LIVEON BIOLABS PRIVATE LIMITED 46 & 47, Water tank Road, KIADB Industrial Area, Phase-II, Antharasanahalli, , Tumakuru (Tumkur), Karnataka Pincode: 572106 | TL/MD/2024/000004 | 21-Feb-2024 | Stents -Skin Sensitization in Guinea pigs, ISO 10993 (Part 10) 2021 | Class C
LIVEON BIOLABS PRIVATE LIMITED 46 & 47, Water tank Road, KIADB Industrial Area, Phase-II, Antharasanahalli, , Tumakuru (Tumkur), Karnataka Pincode: 572106 | TL/MD/2024/000004 | 21-Feb-2024 | Stents -Tests for interactions with blood for Hemolysis Direct Method / Hemolysis, ISO 10993 (Part 4), 2017 | Class C
LIVEON BIOLABS PRIVATE LIMITED 46 & 47, Water tank Road, KIADB Industrial Area, Phase-II, Antharasanahalli, , Tumakuru (Tumkur), Karnataka Pincode: 572106 | TL/MD/2024/000004 | 21-Feb-2024 | Stents -Tests for local effects after implantation in Rat and rabbit (Bone, Muscle, Subcutaneous), ISO 10993 (Part 6), 2016 | Class C
LIVEON BIOLABS PRIVATE LIMITED 46 & 47, Water tank Road, KIADB Industrial Area, Phase-II, Antharasanahalli, , Tumakuru (Tumkur), Karnataka Pincode: 572106 | TL/MD/2024/000004 | 21-Feb-2024 | Sutures-Acute Systemic Toxicity, ISO 10993 (Part 11), 2017 | Class C
LIVEON BIOLABS PRIVATE LIMITED 46 & 47, Water tank Road, KIADB Industrial Area, Phase-II, Antharasanahalli, , Tumakuru (Tumkur), Karnataka Pincode: 572106 | TL/MD/2024/000004 | 21-Feb-2024 | Sutures-Bacterial Reverse Mutation Test, ISO 10993 (Part 3), 2014 | Class C
LIVEON BIOLABS PRIVATE LIMITED 46 & 47, Water tank Road, KIADB Industrial Area, Phase-II, Antharasanahalli, , Tumakuru (Tumkur), Karnataka Pincode: 572106 | TL/MD/2024/000004 | 21-Feb-2024 | Sutures-Intracutaneous Reactivity Test in Rabbits, ISO 10993 (Part 23) 2021 | Class C
LIVEON BIOLABS PRIVATE LIMITED 46 & 47, Water tank Road, KIADB Industrial Area, Phase-II, Antharasanahalli, , Tumakuru (Tumkur), Karnataka Pincode: 572106 | TL/MD/2024/000004 | 21-Feb-2024 | Sutures-In-Vitro(-CHO Cell lines) /In Vivo chromosomal Aberration Test, ISO 10993 (Part 3), 2014 | Class C
LIVEON BIOLABS PRIVATE LIMITED 46 & 47, Water tank Road, KIADB Industrial Area, Phase-II, Antharasanahalli, , Tumakuru (Tumkur), Karnataka Pincode: 572106 | TL/MD/2024/000004 | 21-Feb-2024 | Sutures-In Vitro (CHO Cell lines) / In Vivo Micronucleus Test, ISO 10993 (Part 3), 2014 | Class C
LIVEON BIOLABS PRIVATE LIMITED 46 & 47, Water tank Road, KIADB Industrial Area, Phase-II, Antharasanahalli, , Tumakuru (Tumkur), Karnataka Pincode: 572106 | TL/MD/2024/000004 | 21-Feb-2024 | Sutures-In- Vitro cytotoxicity test, ISO 10993 (Part 5) 2009 | Class C
LIVEON BIOLABS PRIVATE LIMITED 46 & 47, Water tank Road, KIADB Industrial Area, Phase-II, Antharasanahalli, , Tumakuru (Tumkur), Karnataka Pincode: 572106 | TL/MD/2024/000004 | 21-Feb-2024 | Sutures-In-Vitro Mammalian Cell Gene Mutation Test Using the Thymidine Kinase Gene and mouse lymphoma assay using L5178YK, ISO 10993 (Part 3), 2014 | Class C
LIVEON BIOLABS PRIVATE LIMITED 46 & 47, Water tank Road, KIADB Industrial Area, Phase-II, Antharasanahalli, , Tumakuru (Tumkur), Karnataka Pincode: 572106 | TL/MD/2024/000004 | 21-Feb-2024 | Sutures-In Vivo Pyrogenicity, ISO 10993 (Part 11), 2017 | Class C
LIVEON BIOLABS PRIVATE LIMITED 46 & 47, Water tank Road, KIADB Industrial Area, Phase-II, Antharasanahalli, , Tumakuru (Tumkur), Karnataka Pincode: 572106 | TL/MD/2024/000004 | 21-Feb-2024 | Sutures-Skin, ocular, Vaginal, Penile, Rectal irritation tests in rabbits and oral mucosal irritation in hamster, ISO 10993 (Part 23) 2021 | Class C
LIVEON BIOLABS PRIVATE LIMITED 46 & 47, Water tank Road, KIADB Industrial Area, Phase-II, Antharasanahalli, , Tumakuru (Tumkur), Karnataka Pincode: 572106 | TL/MD/2024/000004 | 21-Feb-2024 | Sutures-Skin Sensitization in Guinea pigs, ISO 10993 (Part 10) 2021 | Class C
LIVEON BIOLABS PRIVATE LIMITED 46 & 47, Water tank Road, KIADB Industrial Area, Phase-II, Antharasanahalli, , Tumakuru (Tumkur), Karnataka Pincode: 572106 | TL/MD/2024/000004 | 21-Feb-2024 | Sutures-Tests for interactions with blood for Hemolysis Direct Method / Hemolysis, ISO 10993 (Part 4), 2017 | Class C
LIVEON BIOLABS PRIVATE LIMITED 46 & 47, Water tank Road, KIADB Industrial Area, Phase-II, Antharasanahalli, , Tumakuru (Tumkur), Karnataka Pincode: 572106 | TL/MD/2024/000004 | 21-Feb-2024 | Urinary catheters - Acute Systemic Toxicity, ISO 10993 (Part 11), 2017 | Class C
LIVEON BIOLABS PRIVATE LIMITED 46 & 47, Water tank Road, KIADB Industrial Area, Phase-II, Antharasanahalli, , Tumakuru (Tumkur), Karnataka Pincode: 572106 | TL/MD/2024/000004 | 21-Feb-2024 | Urinary catheters - Bacterial Reverse Mutation Test, ISO 10993 (Part 3), 2014 | Class C
LIVEON BIOLABS PRIVATE LIMITED 46 & 47, Water tank Road, KIADB Industrial Area, Phase-II, Antharasanahalli, , Tumakuru (Tumkur), Karnataka Pincode: 572106 | TL/MD/2024/000004 | 21-Feb-2024 | Urinary catheters - Intracutaneous Reactivity Test in Rabbits, ISO 10993 (Part 23) 2021 | Class C
LIVEON BIOLABS PRIVATE LIMITED 46 & 47, Water tank Road, KIADB Industrial Area, Phase-II, Antharasanahalli, , Tumakuru (Tumkur), Karnataka Pincode: 572106 | TL/MD/2024/000004 | 21-Feb-2024 | Urinary catheters - In-Vitro(-CHO Cell lines) /In Vivo chromosomal Aberration Test, ISO 10993 (Part 3), 2014 | Class C
LIVEON BIOLABS PRIVATE LIMITED 46 & 47, Water tank Road, KIADB Industrial Area, Phase-II, Antharasanahalli, , Tumakuru (Tumkur), Karnataka Pincode: 572106 | TL/MD/2024/000004 | 21-Feb-2024 | Urinary catheters - In Vitro (CHO Cell lines) / In Vivo Micronucleus Test, ISO 10993 (Part 3), 2014 | Class C
LIVEON BIOLABS PRIVATE LIMITED 46 & 47, Water tank Road, KIADB Industrial Area, Phase-II, Antharasanahalli, , Tumakuru (Tumkur), Karnataka Pincode: 572106 | TL/MD/2024/000004 | 21-Feb-2024 | Urinary catheters - In- Vitro cytotoxicity test, ISO 10993 (Part 5) 2009 | Class C
LIVEON BIOLABS PRIVATE LIMITED 46 & 47, Water tank Road, KIADB Industrial Area, Phase-II, Antharasanahalli, , Tumakuru (Tumkur), Karnataka Pincode: 572106 | TL/MD/2024/000004 | 21-Feb-2024 | Urinary catheters - In-Vitro Mammalian Cell Gene Mutation Test Using the Thymidine Kinase Gene and mouse lymphoma assay using L5178YK, ISO 10993 (Part 3), 2014 | Class C
LIVEON BIOLABS PRIVATE LIMITED 46 & 47, Water tank Road, KIADB Industrial Area, Phase-II, Antharasanahalli, , Tumakuru (Tumkur), Karnataka Pincode: 572106 | TL/MD/2024/000004 | 21-Feb-2024 | Urinary catheters - In Vivo Pyrogenicity, ISO 10993 (Part 11), 2017 | Class C
LIVEON BIOLABS PRIVATE LIMITED 46 & 47, Water tank Road, KIADB Industrial Area, Phase-II, Antharasanahalli, , Tumakuru (Tumkur), Karnataka Pincode: 572106 | TL/MD/2024/000004 | 21-Feb-2024 | Urinary catheters - Skin, ocular, Vaginal, Penile, Rectal irritation tests in rabbits and oral mucosal irritation in hamster, ISO 10993 (Part 23) 2021 | Class C
LIVEON BIOLABS PRIVATE LIMITED 46 & 47, Water tank Road, KIADB Industrial Area, Phase-II, Antharasanahalli, , Tumakuru (Tumkur), Karnataka Pincode: 572106 | TL/MD/2024/000004 | 21-Feb-2024 | Urinary catheters - Skin Sensitization in Guinea pigs, ISO 10993 (Part 10) 2021 | Class C
LIVEON BIOLABS PRIVATE LIMITED 46 & 47, Water tank Road, KIADB Industrial Area, Phase-II, Antharasanahalli, , Tumakuru (Tumkur), Karnataka Pincode: 572106 | TL/MD/2024/000004 | 21-Feb-2024 | Urinary catheters - Tests for interactions with blood for Hemolysis Direct Method / Hemolysis, ISO 10993 (Part 4), 2017 | Class C
LIVEON BIOLABS PRIVATE LIMITED 46 & 47, Water tank Road, KIADB Industrial Area, Phase-II, Antharasanahalli, , Tumakuru (Tumkur), Karnataka Pincode: 572106 | TL/MD/2024/000004 | 21-Feb-2024 | Urinary catheters - Tests for local effects after implantation in Rat and rabbit (Bone, Muscle, Subcutaneous), ISO 10993 (Part 6), 2016 | Class C
LIVEON BIOLABS PRIVATE LIMITED 46 & 47, Water tank Road, KIADB Industrial Area, Phase-II, Antharasanahalli, , Tumakuru (Tumkur), Karnataka Pincode: 572106 | TL/MD/2024/000004 | 21-Feb-2024 | Blood I.V. Cannula- Acute Systemic Toxicity, ISO 10993 (Part 11), 2017 | Class D
LIVEON BIOLABS PRIVATE LIMITED 46 & 47, Water tank Road, KIADB Industrial Area, Phase-II, Antharasanahalli, , Tumakuru (Tumkur), Karnataka Pincode: 572106 | TL/MD/2024/000004 | 21-Feb-2024 | Blood I.V. Cannula- Bacterial Reverse Mutation Test, ISO 10993 (Part 3), 2014 | Class D
LIVEON BIOLABS PRIVATE LIMITED 46 & 47, Water tank Road, KIADB Industrial Area, Phase-II, Antharasanahalli, , Tumakuru (Tumkur), Karnataka Pincode: 572106 | TL/MD/2024/000004 | 21-Feb-2024 | Blood I.V. Cannula- Intracutaneous Reactivity Test in Rabbits, ISO 10993 (Part 23) 2021 | Class D
LIVEON BIOLABS PRIVATE LIMITED 46 & 47, Water tank Road, KIADB Industrial Area, Phase-II, Antharasanahalli, , Tumakuru (Tumkur), Karnataka Pincode: 572106 | TL/MD/2024/000004 | 21-Feb-2024 | Blood I.V. Cannula- In Vitro (CHO Cell lines) / In Vivo Micronucleus Test, ISO 10993 (Part 3), 2014 | Class D
LIVEON BIOLABS PRIVATE LIMITED 46 & 47, Water tank Road, KIADB Industrial Area, Phase-II, Antharasanahalli, , Tumakuru (Tumkur), Karnataka Pincode: 572106 | TL/MD/2024/000004 | 21-Feb-2024 | Blood I.V. Cannula- In- Vitro cytotoxicity test, ISO 10993 (Part 5) 2009 | Class D
LIVEON BIOLABS PRIVATE LIMITED 46 & 47, Water tank Road, KIADB Industrial Area, Phase-II, Antharasanahalli, , Tumakuru (Tumkur), Karnataka Pincode: 572106 | TL/MD/2024/000004 | 21-Feb-2024 | Blood I.V. Cannula- In-Vitro Mammalian Cell Gene Mutation Test Using the Thymidine Kinase Gene and mouse lymphoma assay using L5178YK, ISO 10993 (Part 3), 2014 | Class D
LIVEON BIOLABS PRIVATE LIMITED 46 & 47, Water tank Road, KIADB Industrial Area, Phase-II, Antharasanahalli, , Tumakuru (Tumkur), Karnataka Pincode: 572106 | TL/MD/2024/000004 | 21-Feb-2024 | Blood I.V. Cannula- In Vivo Pyrogenicity, ISO 10993 (Part 11), 2017 | Class D
LIVEON BIOLABS PRIVATE LIMITED 46 & 47, Water tank Road, KIADB Industrial Area, Phase-II, Antharasanahalli, , Tumakuru (Tumkur), Karnataka Pincode: 572106 | TL/MD/2024/000004 | 21-Feb-2024 | Blood I.V. Cannulap- In-Vitro(-CHO Cell lines) /In Vivo chromosomal Aberration Test, ISO 10993 (Part 3), 2014 | Class D
LIVEON BIOLABS PRIVATE LIMITED 46 & 47, Water tank Road, KIADB Industrial Area, Phase-II, Antharasanahalli, , Tumakuru (Tumkur), Karnataka Pincode: 572106 | TL/MD/2024/000004 | 21-Feb-2024 | Blood I.V. Cannula- Skin, ocular, Vaginal, Penile, Rectal irritation tests in rabbits and oral mucosal irritation in hamster, ISO 10993 (Part 23) 2021 | Class D
LIVEON BIOLABS PRIVATE LIMITED 46 & 47, Water tank Road, KIADB Industrial Area, Phase-II, Antharasanahalli, , Tumakuru (Tumkur), Karnataka Pincode: 572106 | TL/MD/2024/000004 | 21-Feb-2024 | Blood I.V. Cannula- Skin Sensitization in Guinea pigs, ISO 10993 (Part 10) 2021 | Class D
LIVEON BIOLABS PRIVATE LIMITED 46 & 47, Water tank Road, KIADB Industrial Area, Phase-II, Antharasanahalli, , Tumakuru (Tumkur), Karnataka Pincode: 572106 | TL/MD/2024/000004 | 21-Feb-2024 | Blood I.V. Cannula- Tests for interactions with blood for Hemolysis Direct Method / Hemolysis, ISO 10993 (Part 4), 2017 | Class D
LIVEON BIOLABS PRIVATE LIMITED 46 & 47, Water tank Road, KIADB Industrial Area, Phase-II, Antharasanahalli, , Tumakuru (Tumkur), Karnataka Pincode: 572106 | TL/MD/2024/000004 | 21-Feb-2024 | Blood I.V. Cannula- Tests for local effects after implantation in Rat and rabbit (Bone, Muscle, Subcutaneous), ISO 10993 (Part 6), 2016 | Class D
LIVEON BIOLABS PRIVATE LIMITED 46 & 47, Water tank Road, KIADB Industrial Area, Phase-II, Antharasanahalli, , Tumakuru (Tumkur), Karnataka Pincode: 572106 | TL/MD/2024/000004 | 21-Feb-2024 | Cardiac Stents- Acute Systemic Toxicity, ISO 10993 (Part 11), 2017 | Class D
LIVEON BIOLABS PRIVATE LIMITED 46 & 47, Water tank Road, KIADB Industrial Area, Phase-II, Antharasanahalli, , Tumakuru (Tumkur), Karnataka Pincode: 572106 | TL/MD/2024/000004 | 21-Feb-2024 | Cardiac Stents- Bacterial Reverse Mutation Test, ISO 10993 (Part 3), 2014 | Class D
LIVEON BIOLABS PRIVATE LIMITED 46 & 47, Water tank Road, KIADB Industrial Area, Phase-II, Antharasanahalli, , Tumakuru (Tumkur), Karnataka Pincode: 572106 | TL/MD/2024/000004 | 21-Feb-2024 | Cardiac Stents- Intracutaneous Reactivity Test in Rabbits, ISO 10993 (Part 23) 2021 | Class D
LIVEON BIOLABS PRIVATE LIMITED 46 & 47, Water tank Road, KIADB Industrial Area, Phase-II, Antharasanahalli, , Tumakuru (Tumkur), Karnataka Pincode: 572106 | TL/MD/2024/000004 | 21-Feb-2024 | Cardiac Stents- In-Vitro(-CHO Cell lines) /In Vivo chromosomal Aberration Test, ISO 10993 (Part 3), 2014 | Class D
LIVEON BIOLABS PRIVATE LIMITED 46 & 47, Water tank Road, KIADB Industrial Area, Phase-II, Antharasanahalli, , Tumakuru (Tumkur), Karnataka Pincode: 572106 | TL/MD/2024/000004 | 21-Feb-2024 | Cardiac Stents- In Vitro (CHO Cell lines) / In Vivo Micronucleus Test, ISO 10993 (Part 3), 2014 | Class D
LIVEON BIOLABS PRIVATE LIMITED 46 & 47, Water tank Road, KIADB Industrial Area, Phase-II, Antharasanahalli, , Tumakuru (Tumkur), Karnataka Pincode: 572106 | TL/MD/2024/000004 | 21-Feb-2024 | Cardiac Stents- In- Vitro cytotoxicity test, ISO 10993 (Part 5) 2009 | Class D
LIVEON BIOLABS PRIVATE LIMITED 46 & 47, Water tank Road, KIADB Industrial Area, Phase-II, Antharasanahalli, , Tumakuru (Tumkur), Karnataka Pincode: 572106 | TL/MD/2024/000004 | 21-Feb-2024 | Cardiac Stents- In-Vitro Mammalian Cell Gene Mutation Test Using the Thymidine Kinase Gene and mouse lymphoma assay using L5178YK, ISO 10993 (Part 3), 2014 | Class D
LIVEON BIOLABS PRIVATE LIMITED 46 & 47, Water tank Road, KIADB Industrial Area, Phase-II, Antharasanahalli, , Tumakuru (Tumkur), Karnataka Pincode: 572106 | TL/MD/2024/000004 | 21-Feb-2024 | Cardiac Stents- In Vivo Pyrogenicity, ISO 10993 (Part 11), 2017 | Class D
LIVEON BIOLABS PRIVATE LIMITED 46 & 47, Water tank Road, KIADB Industrial Area, Phase-II, Antharasanahalli, , Tumakuru (Tumkur), Karnataka Pincode: 572106 | TL/MD/2024/000004 | 21-Feb-2024 | Cardiac Stents- Skin, ocular, Vaginal, Penile, Rectal irritation tests in rabbits and oral mucosal irritation in hamster, ISO 10993 (Part 23) 2021 | Class D
LIVEON BIOLABS PRIVATE LIMITED 46 & 47, Water tank Road, KIADB Industrial Area, Phase-II, Antharasanahalli, , Tumakuru (Tumkur), Karnataka Pincode: 572106 | TL/MD/2024/000004 | 21-Feb-2024 | Cardiac Stents- Skin Sensitization in Guinea pigs, ISO 10993 (Part 10) 2021 | Class D
LIVEON BIOLABS PRIVATE LIMITED 46 & 47, Water tank Road, KIADB Industrial Area, Phase-II, Antharasanahalli, , Tumakuru (Tumkur), Karnataka Pincode: 572106 | TL/MD/2024/000004 | 21-Feb-2024 | Cardiac Stents- Tests for interactions with blood for Hemolysis Direct Method / Hemolysis, ISO 10993 (Part 4), 2017 | Class D
LIVEON BIOLABS PRIVATE LIMITED 46 & 47, Water tank Road, KIADB Industrial Area, Phase-II, Antharasanahalli, , Tumakuru (Tumkur), Karnataka Pincode: 572106 | TL/MD/2024/000004 | 21-Feb-2024 | Cardiac Stents- Tests for local effects after implantation in Rat and rabbit (Bone, Muscle, Subcutaneous), ISO 10993 (Part 6), 2016 | Class D
LIVEON BIOLABS PRIVATE LIMITED 46 & 47, Water tank Road, KIADB Industrial Area, Phase-II, Antharasanahalli, , Tumakuru (Tumkur), Karnataka Pincode: 572106 | TL/MD/2024/000004 | 21-Feb-2024 | Heart valves- Acute Systemic Toxicity, ISO 10993 (Part 11), 2017 | Class D
LIVEON BIOLABS PRIVATE LIMITED 46 & 47, Water tank Road, KIADB Industrial Area, Phase-II, Antharasanahalli, , Tumakuru (Tumkur), Karnataka Pincode: 572106 | TL/MD/2024/000004 | 21-Feb-2024 | Heart valves- Bacterial Reverse Mutation Test, ISO 10993 (Part 3), 2014 | Class D
LIVEON BIOLABS PRIVATE LIMITED 46 & 47, Water tank Road, KIADB Industrial Area, Phase-II, Antharasanahalli, , Tumakuru (Tumkur), Karnataka Pincode: 572106 | TL/MD/2024/000004 | 21-Feb-2024 | heart valves- Intracutaneous Reactivity Test in Rabbits, ISO 10993 (Part 23) 2021 | Class D
LIVEON BIOLABS PRIVATE LIMITED 46 & 47, Water tank Road, KIADB Industrial Area, Phase-II, Antharasanahalli, , Tumakuru (Tumkur), Karnataka Pincode: 572106 | TL/MD/2024/000004 | 21-Feb-2024 | Heart valves- In-Vitro(-CHO Cell lines) /In Vivo chromosomal Aberration Test, ISO 10993 (Part 3), 2014 | Class D
LIVEON BIOLABS PRIVATE LIMITED 46 & 47, Water tank Road, KIADB Industrial Area, Phase-II, Antharasanahalli, , Tumakuru (Tumkur), Karnataka Pincode: 572106 | TL/MD/2024/000004 | 21-Feb-2024 | Heart valves- In Vitro (CHO Cell lines) / In Vivo Micronucleus Test, ISO 10993 (Part 3), 2014 | Class D
LIVEON BIOLABS PRIVATE LIMITED 46 & 47, Water tank Road, KIADB Industrial Area, Phase-II, Antharasanahalli, , Tumakuru (Tumkur), Karnataka Pincode: 572106 | TL/MD/2024/000004 | 21-Feb-2024 | Heart valves- In- Vitro cytotoxicity test, ISO 10993 (Part 5) 2009 | Class D
LIVEON BIOLABS PRIVATE LIMITED 46 & 47, Water tank Road, KIADB Industrial Area, Phase-II, Antharasanahalli, , Tumakuru (Tumkur), Karnataka Pincode: 572106 | TL/MD/2024/000004 | 21-Feb-2024 | Heart valves- In-Vitro Mammalian Cell Gene Mutation Test Using the Thymidine Kinase Gene and mouse lymphoma assay using L5178YK, ISO 10993 (Part 3), 2014 | Class D
LIVEON BIOLABS PRIVATE LIMITED 46 & 47, Water tank Road, KIADB Industrial Area, Phase-II, Antharasanahalli, , Tumakuru (Tumkur), Karnataka Pincode: 572106 | TL/MD/2024/000004 | 21-Feb-2024 | Heart valves- In Vivo Pyrogenicity, ISO 10993 (Part 11), 2017 | Class D
LIVEON BIOLABS PRIVATE LIMITED 46 & 47, Water tank Road, KIADB Industrial Area, Phase-II, Antharasanahalli, , Tumakuru (Tumkur), Karnataka Pincode: 572106 | TL/MD/2024/000004 | 21-Feb-2024 | Heart valves- Skin, ocular, Vaginal, Penile, Rectal irritation tests in rabbits and oral mucosal irritation in hamster, ISO 10993 (Part 23) 2021 | Class D
LIVEON BIOLABS PRIVATE LIMITED 46 & 47, Water tank Road, KIADB Industrial Area, Phase-II, Antharasanahalli, , Tumakuru (Tumkur), Karnataka Pincode: 572106 | TL/MD/2024/000004 | 21-Feb-2024 | Heart valves- Skin Sensitization in Guinea pigs, ISO 10993 (Part 10) 2021 | Class D
LIVEON BIOLABS PRIVATE LIMITED 46 & 47, Water tank Road, KIADB Industrial Area, Phase-II, Antharasanahalli, , Tumakuru (Tumkur), Karnataka Pincode: 572106 | TL/MD/2024/000004 | 21-Feb-2024 | heart valves- Tests for interactions with blood for Hemolysis Direct Method / Hemolysis, ISO 10993 (Part 4), 2017 | Class D
LIVEON BIOLABS PRIVATE LIMITED 46 & 47, Water tank Road, KIADB Industrial Area, Phase-II, Antharasanahalli, , Tumakuru (Tumkur), Karnataka Pincode: 572106 | TL/MD/2024/000004 | 21-Feb-2024 | Heart valves- Tests for local effects after implantation in Rat and rabbit (Bone, Muscle, Subcutaneous), ISO 10993 (Part 6), 2016 | Class D
LIVEON BIOLABS PRIVATE LIMITED 46 & 47, Water tank Road, KIADB Industrial Area, Phase-II, Antharasanahalli, , Tumakuru (Tumkur), Karnataka Pincode: 572106 | TL/MD/2024/000004 | 21-Feb-2024 | Peritoneal dialysis sets- Acute Systemic Toxicity, ISO 10993 (Part 11), 2017 | Class D
LIVEON BIOLABS PRIVATE LIMITED 46 & 47, Water tank Road, KIADB Industrial Area, Phase-II, Antharasanahalli, , Tumakuru (Tumkur), Karnataka Pincode: 572106 | TL/MD/2024/000004 | 21-Feb-2024 | Peritoneal dialysis sets- Bacterial Reverse Mutation Test, ISO 10993 (Part 3), 2014 | Class D
LIVEON BIOLABS PRIVATE LIMITED 46 & 47, Water tank Road, KIADB Industrial Area, Phase-II, Antharasanahalli, , Tumakuru (Tumkur), Karnataka Pincode: 572106 | TL/MD/2024/000004 | 21-Feb-2024 | Peritoneal dialysis sets- Intracutaneous Reactivity Test in Rabbits, ISO 10993 (Part 23) 2021 | Class D
LIVEON BIOLABS PRIVATE LIMITED 46 & 47, Water tank Road, KIADB Industrial Area, Phase-II, Antharasanahalli, , Tumakuru (Tumkur), Karnataka Pincode: 572106 | TL/MD/2024/000004 | 21-Feb-2024 | Peritoneal dialysis sets- In-Vitro(-CHO Cell lines) /In Vivo chromosomal Aberration Test, ISO 10993 (Part 3), 2014 | Class D
LIVEON BIOLABS PRIVATE LIMITED 46 & 47, Water tank Road, KIADB Industrial Area, Phase-II, Antharasanahalli, , Tumakuru (Tumkur), Karnataka Pincode: 572106 | TL/MD/2024/000004 | 21-Feb-2024 | Peritoneal dialysis sets- In Vitro (CHO Cell lines) / In Vivo Micronucleus Test, ISO 10993 (Part 3), 2014 | Class D
LIVEON BIOLABS PRIVATE LIMITED 46 & 47, Water tank Road, KIADB Industrial Area, Phase-II, Antharasanahalli, , Tumakuru (Tumkur), Karnataka Pincode: 572106 | TL/MD/2024/000004 | 21-Feb-2024 | Peritoneal dialysis sets- In- Vitro cytotoxicity test, ISO 10993 (Part 5) 2009 | Class D
LIVEON BIOLABS PRIVATE LIMITED 46 & 47, Water tank Road, KIADB Industrial Area, Phase-II, Antharasanahalli, , Tumakuru (Tumkur), Karnataka Pincode: 572106 | TL/MD/2024/000004 | 21-Feb-2024 | Peritoneal dialysis sets- In Vivo Pyrogenicity, ISO 10993 (Part 11), 2017 | Class D
LIVEON BIOLABS PRIVATE LIMITED 46 & 47, Water tank Road, KIADB Industrial Area, Phase-II, Antharasanahalli, , Tumakuru (Tumkur), Karnataka Pincode: 572106 | TL/MD/2024/000004 | 21-Feb-2024 | Peritoneal dialysis setsp- Tests for interactions with blood for Hemolysis Direct Method / Hemolysis, ISO 10993 (Part 4), 2017 | Class D
LIVEON BIOLABS PRIVATE LIMITED 46 & 47, Water tank Road, KIADB Industrial Area, Phase-II, Antharasanahalli, , Tumakuru (Tumkur), Karnataka Pincode: 572106 | TL/MD/2024/000004 | 21-Feb-2024 | Peritoneal dialysis sets- Skin, ocular, Vaginal, Penile, Rectal irritation tests in rabbits and oral mucosal irritation in hamster, ISO 10993 (Part 23) 2021 | Class D
LIVEON BIOLABS PRIVATE LIMITED 46 & 47, Water tank Road, KIADB Industrial Area, Phase-II, Antharasanahalli, , Tumakuru (Tumkur), Karnataka Pincode: 572106 | TL/MD/2024/000004 | 21-Feb-2024 | Peritoneal dialysis sets- Skin Sensitization in Guinea pigs, ISO 10993 (Part 10) 2021 | Class D
LIVEON BIOLABS PRIVATE LIMITED 46 & 47, Water tank Road, KIADB Industrial Area, Phase-II, Antharasanahalli, , Tumakuru (Tumkur), Karnataka Pincode: 572106 | TL/MD/2024/000004 | 21-Feb-2024 | Peritoneal dialysis sets- Tests for local effects after implantation in Rat and rabbit (Bone, Muscle, Subcutaneous), ISO 10993 (Part 6), 2016 | Class D
Maeon Lifescience Laboratories No 14, First Floor, Lakshmikanthammal First Street, Rajiv Nagar, Vanagaram, Tiruvallur, Tamil Nadu Pincode: 600077 | TL/MD/2023/000005 | 05-Jun-2023 | Catheters (BET, Bioburden, Sterility) | Class A
Maeon Lifescience Laboratories No 14, First Floor, Lakshmikanthammal First Street, Rajiv Nagar, Vanagaram, Tiruvallur, Tamil Nadu Pincode: 600077 | TL/MD/2023/000005 | 05-Jun-2023 | Surgical Gown (Bioburden, Sterility) | Class A
Maeon Lifescience Laboratories No 14, First Floor, Lakshmikanthammal First Street, Rajiv Nagar, Vanagaram, Tiruvallur, Tamil Nadu Pincode: 600077 | TL/MD/2023/000005 | 05-Jun-2023 | Blood Transfusion Set (BET, Bioburden, Sterility) | Class B
Maeon Lifescience Laboratories No 14, First Floor, Lakshmikanthammal First Street, Rajiv Nagar, Vanagaram, Tiruvallur, Tamil Nadu Pincode: 600077 | TL/MD/2023/000005 | 05-Jun-2023 | Catheters (BET, Bioburden, Sterility) | Class B
Maeon Lifescience Laboratories No 14, First Floor, Lakshmikanthammal First Street, Rajiv Nagar, Vanagaram, Tiruvallur, Tamil Nadu Pincode: 600077 | TL/MD/2023/000005 | 05-Jun-2023 | IV Cannula/set (BET, Bioburden, Sterility) | Class B
Maeon Lifescience Laboratories No 14, First Floor, Lakshmikanthammal First Street, Rajiv Nagar, Vanagaram, Tiruvallur, Tamil Nadu Pincode: 600077 | TL/MD/2023/000005 | 05-Jun-2023 | Medical Device Gauge Bandage/Cloth (Bioburden, Sterility) | Class B
Maeon Lifescience Laboratories No 14, First Floor, Lakshmikanthammal First Street, Rajiv Nagar, Vanagaram, Tiruvallur, Tamil Nadu Pincode: 600077 | TL/MD/2023/000005 | 05-Jun-2023 | Medical Device Guide Wire (BET, Bioburden, Sterility) | Class B
Maeon Lifescience Laboratories No 14, First Floor, Lakshmikanthammal First Street, Rajiv Nagar, Vanagaram, Tiruvallur, Tamil Nadu Pincode: 600077 | TL/MD/2023/000005 | 05-Jun-2023 | Medical Device Tube - Nasogastric Tubes/Nephrostomy Tube/Jejunal Feeding Tube/Levin Tube (Bioburden, Sterility) | Class B
Maeon Lifescience Laboratories No 14, First Floor, Lakshmikanthammal First Street, Rajiv Nagar, Vanagaram, Tiruvallur, Tamil Nadu Pincode: 600077 | TL/MD/2023/000005 | 05-Jun-2023 | Medical Device Valve - Luer, Activated Valves/Tuohy Borst Adapters/Drain Valves/Hemostasis Valves (BET, Bioburden, Sterility) | Class B
Maeon Lifescience Laboratories No 14, First Floor, Lakshmikanthammal First Street, Rajiv Nagar, Vanagaram, Tiruvallur, Tamil Nadu Pincode: 600077 | TL/MD/2023/000005 | 05-Jun-2023 | Orthopedic Device - Bone Prosthesis/Hip Prosthesis/Knee Prosthesis/Elbow Prosthesis/Ortho Locking Plates/Bone Plates/Bone Screws/Bone Interlocking Nails/Implants (Sterility, BET, Bioburden) | Class B
Maeon Lifescience Laboratories No 14, First Floor, Lakshmikanthammal First Street, Rajiv Nagar, Vanagaram, Tiruvallur, Tamil Nadu Pincode: 600077 | TL/MD/2023/000005 | 05-Jun-2023 | Perfusion Set (BET, Bioburden, Sterility) | Class B
Maeon Lifescience Laboratories No 14, First Floor, Lakshmikanthammal First Street, Rajiv Nagar, Vanagaram, Tiruvallur, Tamil Nadu Pincode: 600077 | TL/MD/2023/000005 | 05-Jun-2023 | Respiratory Devices - Non Sterile Breathing Circuits/Ventilator Circuits/Disposable Breathing Bag (Bioburden) | Class B
Maeon Lifescience Laboratories No 14, First Floor, Lakshmikanthammal First Street, Rajiv Nagar, Vanagaram, Tiruvallur, Tamil Nadu Pincode: 600077 | TL/MD/2023/000005 | 05-Jun-2023 | Sterile Needles (BET, Sterility) | Class B
Maeon Lifescience Laboratories No 14, First Floor, Lakshmikanthammal First Street, Rajiv Nagar, Vanagaram, Tiruvallur, Tamil Nadu Pincode: 600077 | TL/MD/2023/000005 | 05-Jun-2023 | Sterile Skin Stapler (Sterility) | Class B
Maeon Lifescience Laboratories No 14, First Floor, Lakshmikanthammal First Street, Rajiv Nagar, Vanagaram, Tiruvallur, Tamil Nadu Pincode: 600077 | TL/MD/2023/000005 | 05-Jun-2023 | Sterile Surgical Blades (BET, Sterility) | Class B
Maeon Lifescience Laboratories No 14, First Floor, Lakshmikanthammal First Street, Rajiv Nagar, Vanagaram, Tiruvallur, Tamil Nadu Pincode: 600077 | TL/MD/2023/000005 | 05-Jun-2023 | Sterile Surgical Gloves (BET, Sterility) | Class B
Maeon Lifescience Laboratories No 14, First Floor, Lakshmikanthammal First Street, Rajiv Nagar, Vanagaram, Tiruvallur, Tamil Nadu Pincode: 600077 | TL/MD/2023/000005 | 05-Jun-2023 | Sterile Surgical Needles (BET, Sterility) | Class B
Maeon Lifescience Laboratories No 14, First Floor, Lakshmikanthammal First Street, Rajiv Nagar, Vanagaram, Tiruvallur, Tamil Nadu Pincode: 600077 | TL/MD/2023/000005 | 05-Jun-2023 | Sterile Syringe (BET, Bioburden, Sterility) | Class B
Maeon Lifescience Laboratories No 14, First Floor, Lakshmikanthammal First Street, Rajiv Nagar, Vanagaram, Tiruvallur, Tamil Nadu Pincode: 600077 | TL/MD/2023/000005 | 05-Jun-2023 | Surgical Blades (Bioburden) | Class B
Maeon Lifescience Laboratories No 14, First Floor, Lakshmikanthammal First Street, Rajiv Nagar, Vanagaram, Tiruvallur, Tamil Nadu Pincode: 600077 | TL/MD/2023/000005 | 05-Jun-2023 | Surgical Gloves (Bioburden) | Class B
Maeon Lifescience Laboratories No 14, First Floor, Lakshmikanthammal First Street, Rajiv Nagar, Vanagaram, Tiruvallur, Tamil Nadu Pincode: 600077 | TL/MD/2023/000005 | 05-Jun-2023 | Surgical Needles (Bioburden) | Class B
Maeon Lifescience Laboratories No 14, First Floor, Lakshmikanthammal First Street, Rajiv Nagar, Vanagaram, Tiruvallur, Tamil Nadu Pincode: 600077 | TL/MD/2023/000005 | 05-Jun-2023 | Urological Device - Stone Retrieval Basket/Urethral Dilator/Ureteral Access Sheath (BET, Bioburden, Sterility) | Class B
Maeon Lifescience Laboratories No 14, First Floor, Lakshmikanthammal First Street, Rajiv Nagar, Vanagaram, Tiruvallur, Tamil Nadu Pincode: 600077 | TL/MD/2023/000005 | 05-Jun-2023 | Blood Bags Without Blood (BET, Sterility) | Class C
Maeon Lifescience Laboratories No 14, First Floor, Lakshmikanthammal First Street, Rajiv Nagar, Vanagaram, Tiruvallur, Tamil Nadu Pincode: 600077 | TL/MD/2023/000005 | 05-Jun-2023 | Catheters (BET, Bioburden, Sterility) | Class C
Maeon Lifescience Laboratories No 14, First Floor, Lakshmikanthammal First Street, Rajiv Nagar, Vanagaram, Tiruvallur, Tamil Nadu Pincode: 600077 | TL/MD/2023/000005 | 05-Jun-2023 | Condoms (Bioburden, Pathogens) | Class C
Maeon Lifescience Laboratories No 14, First Floor, Lakshmikanthammal First Street, Rajiv Nagar, Vanagaram, Tiruvallur, Tamil Nadu Pincode: 600077 | TL/MD/2023/000005 | 05-Jun-2023 | Hemodialysis Dialyser (Bioburden, Sterility) | Class C
Maeon Lifescience Laboratories No 14, First Floor, Lakshmikanthammal First Street, Rajiv Nagar, Vanagaram, Tiruvallur, Tamil Nadu Pincode: 600077 | TL/MD/2023/000005 | 05-Jun-2023 | Intra Ocular Lens (BET, Bioburden, Sterility) | Class C
Maeon Lifescience Laboratories No 14, First Floor, Lakshmikanthammal First Street, Rajiv Nagar, Vanagaram, Tiruvallur, Tamil Nadu Pincode: 600077 | TL/MD/2023/000005 | 05-Jun-2023 | IV Cannula/set (BET, Bioburden, Sterility) | Class C
Maeon Lifescience Laboratories No 14, First Floor, Lakshmikanthammal First Street, Rajiv Nagar, Vanagaram, Tiruvallur, Tamil Nadu Pincode: 600077 | TL/MD/2023/000005 | 05-Jun-2023 | Medical Device Stent (BET, Bioburden, Sterility) | Class C
Maeon Lifescience Laboratories No 14, First Floor, Lakshmikanthammal First Street, Rajiv Nagar, Vanagaram, Tiruvallur, Tamil Nadu Pincode: 600077 | TL/MD/2023/000005 | 05-Jun-2023 | Orthopedic Device - Bone Prosthesis/Hip Prosthesis/Knee Prosthesis/Elbow Prosthesis/Ortho Locking Plates/Bone Plates/Bone Screws/Bone Interlocking Nails/Implants (Sterility, BET, Bioburden) | Class C
Maeon Lifescience Laboratories No 14, First Floor, Lakshmikanthammal First Street, Rajiv Nagar, Vanagaram, Tiruvallur, Tamil Nadu Pincode: 600077 | TL/MD/2023/000005 | 05-Jun-2023 | Perfusion Set (BET, Bioburden, Sterility) | Class C
Maeon Lifescience Laboratories No 14, First Floor, Lakshmikanthammal First Street, Rajiv Nagar, Vanagaram, Tiruvallur, Tamil Nadu Pincode: 600077 | TL/MD/2023/000005 | 05-Jun-2023 | Sterile Surgical Sutures (BET, Sterility) | Class C
Maeon Lifescience Laboratories No 14, First Floor, Lakshmikanthammal First Street, Rajiv Nagar, Vanagaram, Tiruvallur, Tamil Nadu Pincode: 600077 | TL/MD/2023/000005 | 05-Jun-2023 | Surgical Sutures (Bioburden) | Class C
Maeon Lifescience Laboratories No 14, First Floor, Lakshmikanthammal First Street, Rajiv Nagar, Vanagaram, Tiruvallur, Tamil Nadu Pincode: 600077 | TL/MD/2023/000005 | 05-Jun-2023 | Tubal Rings (BET, Sterility) | Class C
Maeon Lifescience Laboratories No 14, First Floor, Lakshmikanthammal First Street, Rajiv Nagar, Vanagaram, Tiruvallur, Tamil Nadu Pincode: 600077 | TL/MD/2023/000005 | 05-Jun-2023 | Blood Vessels Stents (BET, Bioburden, Sterility) | Class D
Maeon Lifescience Laboratories No 14, First Floor, Lakshmikanthammal First Street, Rajiv Nagar, Vanagaram, Tiruvallur, Tamil Nadu Pincode: 600077 | TL/MD/2023/000005 | 05-Jun-2023 | Catheters (BET, Bioburden, Sterility) | Class D
Maeon Lifescience Laboratories No 14, First Floor, Lakshmikanthammal First Street, Rajiv Nagar, Vanagaram, Tiruvallur, Tamil Nadu Pincode: 600077 | TL/MD/2023/000005 | 05-Jun-2023 | Copper T (BET, Sterility) | Class D
Maeon Lifescience Laboratories No 14, First Floor, Lakshmikanthammal First Street, Rajiv Nagar, Vanagaram, Tiruvallur, Tamil Nadu Pincode: 600077 | TL/MD/2023/000005 | 05-Jun-2023 | Medical Device Stent (BET, Bioburden, Sterility) | Class D
Maeon Lifescience Laboratories No 14, First Floor, Lakshmikanthammal First Street, Rajiv Nagar, Vanagaram, Tiruvallur, Tamil Nadu Pincode: 600077 | TL/MD/2023/000005 | 05-Jun-2023 | Orthopedic Device - Bone Prosthesis/Hip Prosthesis/Knee Prosthesis/Elbow Prosthesis/Ortho Locking Plates/Bone Plates/Bone Screws/Bone Interlocking Nails/Implants (Sterility, BET, Bioburden) | Class D
MANISHA ANALYTICAL LABORATORIES PVT LTD 135/A, GOVT. INDUSTRIAL ESTATE, CHARKOP, KANDIVALI (WEST), Mumbai Suburban, Maharashtra Pincode: 400067 | TL/MD/2022/000012 | 21-Nov-2022 | Sterile Blood Bags | Class A
MANISHA ANALYTICAL LABORATORIES PVT LTD 135/A, GOVT. INDUSTRIAL ESTATE, CHARKOP, KANDIVALI (WEST), Mumbai Suburban, Maharashtra Pincode: 400067 | TL/MD/2022/000012 | 21-Nov-2022 | Disposable Hypodermic Needles | Class B
MANISHA ANALYTICAL LABORATORIES PVT LTD 135/A, GOVT. INDUSTRIAL ESTATE, CHARKOP, KANDIVALI (WEST), Mumbai Suburban, Maharashtra Pincode: 400067 | TL/MD/2022/000012 | 21-Nov-2022 | Disposable Hypodermic Syringes | Class B
MANISHA ANALYTICAL LABORATORIES PVT LTD 135/A, GOVT. INDUSTRIAL ESTATE, CHARKOP, KANDIVALI (WEST), Mumbai Suburban, Maharashtra Pincode: 400067 | TL/MD/2022/000012 | 21-Nov-2022 | Disposable Perfusion Set | Class B
MANISHA ANALYTICAL LABORATORIES PVT LTD 135/A, GOVT. INDUSTRIAL ESTATE, CHARKOP, KANDIVALI (WEST), Mumbai Suburban, Maharashtra Pincode: 400067 | TL/MD/2022/000012 | 21-Nov-2022 | I.V Cannula | Class B
MANISHA ANALYTICAL LABORATORIES PVT LTD 135/A, GOVT. INDUSTRIAL ESTATE, CHARKOP, KANDIVALI (WEST), Mumbai Suburban, Maharashtra Pincode: 400067 | TL/MD/2022/000012 | 21-Nov-2022 | Sterile Catheters | Class B
MANISHA ANALYTICAL LABORATORIES PVT LTD 135/A, GOVT. INDUSTRIAL ESTATE, CHARKOP, KANDIVALI (WEST), Mumbai Suburban, Maharashtra Pincode: 400067 | TL/MD/2022/000012 | 21-Nov-2022 | Surgical Dressings | Class B
MANISHA ANALYTICAL LABORATORIES PVT LTD 135/A, GOVT. INDUSTRIAL ESTATE, CHARKOP, KANDIVALI (WEST), Mumbai Suburban, Maharashtra Pincode: 400067 | TL/MD/2022/000012 | 21-Nov-2022 | Contraceptives Devices (Tubal Rings, Condoms) | Class C
MANISHA ANALYTICAL LABORATORIES PVT LTD 135/A, GOVT. INDUSTRIAL ESTATE, CHARKOP, KANDIVALI (WEST), Mumbai Suburban, Maharashtra Pincode: 400067 | TL/MD/2022/000012 | 21-Nov-2022 | Intraocular lens | Class C
MANISHA ANALYTICAL LABORATORIES PVT LTD 135/A, GOVT. INDUSTRIAL ESTATE, CHARKOP, KANDIVALI (WEST), Mumbai Suburban, Maharashtra Pincode: 400067 | TL/MD/2022/000012 | 21-Nov-2022 | Orthopedic Implants | Class C
MANISHA ANALYTICAL LABORATORIES PVT LTD 135/A, GOVT. INDUSTRIAL ESTATE, CHARKOP, KANDIVALI (WEST), Mumbai Suburban, Maharashtra Pincode: 400067 | TL/MD/2022/000012 | 21-Nov-2022 | Surgical Sutures and Ligatures | Class C
MANISHA ANALYTICAL LABORATORIES PVT LTD 135/A, GOVT. INDUSTRIAL ESTATE, CHARKOP, KANDIVALI (WEST), Mumbai Suburban, Maharashtra Pincode: 400067 | TL/MD/2022/000012 | 21-Nov-2022 | Cardiac Stents and Drug Eluting Stent | Class D
MANISHA ANALYTICAL LABORATORIES PVT LTD 135/A, GOVT. INDUSTRIAL ESTATE, CHARKOP, KANDIVALI (WEST), Mumbai Suburban, Maharashtra Pincode: 400067 | TL/MD/2022/000012 | 21-Nov-2022 | Heart Valve | Class D
MDR Laboratories Private Limited No. 444 Gokulam Street, Mathur, Tiruvallur, Tamil Nadu Pincode: 600068 | TL/MD/2025/000007 | 16-Apr-2025 | Adhesives and monitors of various types, Mattress (Biocompatibility as per ISO 10993-Parts 5,10,11,23, USP-87,88 and Chemical Characterization as per ISO 10993-Part 18, SOP ANA-011, ANA-012, ANA-013) | Class A
MDR Laboratories Private Limited No. 444 Gokulam Street, Mathur, Tiruvallur, Tamil Nadu Pincode: 600068 | TL/MD/2025/000007 | 16-Apr-2025 | Diagnostic kit/Devices, Examination devices (Biocompatibility as per ISO 10993-Parts 5,10,11,23, USP-87,88 and Chemical Characterization as per ISO 10993-Part 18, SOP ANA-011, ANA-012, ANA-013) | Class A
MDR Laboratories Private Limited No. 444 Gokulam Street, Mathur, Tiruvallur, Tamil Nadu Pincode: 600068 | TL/MD/2025/000007 | 16-Apr-2025 | Equipment covers, Probe covers, Bed cover, Fabrics (Biocompatibility as per ISO 10993-Parts 5,10,11,23, USP-87,88 and Chemical Characterization as per ISO 10993-Part 18, SOP ANA-011, ANA-012, ANA-013) | Class A
MDR Laboratories Private Limited No. 444 Gokulam Street, Mathur, Tiruvallur, Tamil Nadu Pincode: 600068 | TL/MD/2025/000007 | 16-Apr-2025 | External prostheses, Fixation tapes, Bandages (Biocompatibility as per ISO 10993-Parts 5,10,11,23, USP-87,88 and Chemical Characterization as per ISO 10993-Part 18, SOP ANA-011, ANA-012, ANA-013) | Class A
MDR Laboratories Private Limited No. 444 Gokulam Street, Mathur, Tiruvallur, Tamil Nadu Pincode: 600068 | TL/MD/2025/000007 | 16-Apr-2025 | Monitoring devices, Transdermal patch, Gel (Biocompatibility as per ISO 10993-Parts 5,10,11,23, USP-87,88 and Chemical Characterization as per ISO 10993-Part 18, SOP ANA-011, ANA-012, ANA-013) | Class A
MDR Laboratories Private Limited No. 444 Gokulam Street, Mathur, Tiruvallur, Tamil Nadu Pincode: 600068 | TL/MD/2025/000007 | 16-Apr-2025 | Sensor, Personal protective equipment, Masks (Biocompatibility as per ISO 10993-Parts 5,10,11,23, USP-87,88 and Chemical Characterization as per ISO 10993-Part 18, SOP ANA-011, ANA-012, ANA-013) | Class A
MDR Laboratories Private Limited No. 444 Gokulam Street, Mathur, Tiruvallur, Tamil Nadu Pincode: 600068 | TL/MD/2025/000007 | 16-Apr-2025 | Skin care devices, Electrodes (Biocompatibility as per ISO 10993-Parts 5,10,11,23, USP-87,88 and Chemical Characterization as per ISO 10993-Part 18, SOP ANA-011, ANA-012, ANA-013) | Class A
MDR Laboratories Private Limited No. 444 Gokulam Street, Mathur, Tiruvallur, Tamil Nadu Pincode: 600068 | TL/MD/2025/000007 | 16-Apr-2025 | Skin contacting devices, non-invasive electrodes (Biocompatibility as per ISO 10993-Parts 5,10,11,23, USP-87,88 and Chemical Characterization as per ISO 10993-Part 18, SOP ANA-011, ANA-012, ANA-013) | Class A
MDR Laboratories Private Limited No. 444 Gokulam Street, Mathur, Tiruvallur, Tamil Nadu Pincode: 600068 | TL/MD/2025/000007 | 16-Apr-2025 | Surgical gowns, Gloves, Drapes, Wipes, Cream (Biocompatibility as per ISO 10993-Parts 5,10,11,23, USP-87,88 and Chemical Characterization as per ISO 10993-Part 18, SOP ANA-011, ANA-012, ANA-013) | Class A
MDR Laboratories Private Limited No. 444 Gokulam Street, Mathur, Tiruvallur, Tamil Nadu Pincode: 600068 | TL/MD/2025/000007 | 16-Apr-2025 | Biological sample collection bag and container (Biocompatibility as per ISO 10993-Parts 3,5,6,10,11,23, USP-87,88 and Chemical Characterization as per ISO 10993-Part 18, SOP ANA-011, ANA-012, ANA-013) | Class B
MDR Laboratories Private Limited No. 444 Gokulam Street, Mathur, Tiruvallur, Tamil Nadu Pincode: 600068 | TL/MD/2025/000007 | 16-Apr-2025 | Blood administration sets, Filters (Biocompatibility as per ISO 10993-Parts 3,4,5,6,10,11,23,USP-87,88,ASTM-F756 and Chemical Characterization as per ISO 10993-Part 18, SOP ANA-011, ANA-012, ANA-013) | Class B
MDR Laboratories Private Limited No. 444 Gokulam Street, Mathur, Tiruvallur, Tamil Nadu Pincode: 600068 | TL/MD/2025/000007 | 16-Apr-2025 | Blood collections sets, Bags (Biocompatibility as per ISO 10993-Parts 3,4,5,6,10,11,23,USP-87,88,ASTM-F756 and Chemical Characterization as per ISO 10993-Part 18, SOP ANA-011, ANA-012, ANA-013) | Class B
MDR Laboratories Private Limited No. 444 Gokulam Street, Mathur, Tiruvallur, Tamil Nadu Pincode: 600068 | TL/MD/2025/000007 | 16-Apr-2025 | Blood tubing, Urological devices (Biocompatibility as per ISO 10993-Parts 3,4,5,6,10,11,23,USP-87,88,151,ASTM-F756 and Chemical Characterization as per ISO 10993-Part 18,SOP ANA-011,ANA-012,ANA-013) | Class B
MDR Laboratories Private Limited No. 444 Gokulam Street, Mathur, Tiruvallur, Tamil Nadu Pincode: 600068 | TL/MD/2025/000007 | 16-Apr-2025 | Burns and granulation tissue (Biocompatibility as per ISO 10993-Parts 3,5,6,10,11,23, USP-87,88 and Chemical Characterization as per ISO 10993-Part 18, SOP ANA-011, ANA-012, ANA-013) | Class B
MDR Laboratories Private Limited No. 444 Gokulam Street, Mathur, Tiruvallur, Tamil Nadu Pincode: 600068 | TL/MD/2025/000007 | 16-Apr-2025 | Cardiovascular devices, Surgical accessories (Biocompatibility as per ISO 10993-Parts 3,5,6,10,11,23,USP-87,88,151 and Chemical Characterization as per ISO 10993-Part 18, SOP ANA-011,ANA-012,ANA-013) | Class B
MDR Laboratories Private Limited No. 444 Gokulam Street, Mathur, Tiruvallur, Tamil Nadu Pincode: 600068 | TL/MD/2025/000007 | 16-Apr-2025 | Catheters, Guide wire, Oxygenators (Biocompatibility as per ISO 10993-Parts 3,4,5,6,10,11,23,USP-87,88,151,ASTM-F756 and Chemical Characterization as per ISO 10993-Part 18,SOP ANA-011,ANA-012,ANA-013) | Class B
MDR Laboratories Private Limited No. 444 Gokulam Street, Mathur, Tiruvallur, Tamil Nadu Pincode: 600068 | TL/MD/2025/000007 | 16-Apr-2025 | Devices contacting mucosal membrane (Biocompatibility as per ISO 10993-Parts 3,5,6,10,11,23, USP-87,88,151 and Chemical Characterization as per ISO 10993-Part 18, SOP ANA-011, ANA-012, ANA-013) | Class B
MDR Laboratories Private Limited No. 444 Gokulam Street, Mathur, Tiruvallur, Tamil Nadu Pincode: 600068 | TL/MD/2025/000007 | 16-Apr-2025 | Electrodes, Gynaecological devices (Biocompatibility as per ISO 10993-Parts3,4,5,6,10,11,23,USP-87,88,151,ASTM-F756 and Chemical Characterization as per ISO 10993-Part18,SOP ANA-011,ANA-012,ANA-013) | Class B
MDR Laboratories Private Limited No. 444 Gokulam Street, Mathur, Tiruvallur, Tamil Nadu Pincode: 600068 | TL/MD/2025/000007 | 16-Apr-2025 | Extension sets, Transfer sets (Biocompatibility as per ISO 10993-Parts 3,4,5,6,10,11,23, USP-87,88, ASTM-F756 and Chemical Characterization as per ISO 10993-Part 18, SOP ANA-011, ANA-012, ANA-013) | Class B
MDR Laboratories Private Limited No. 444 Gokulam Street, Mathur, Tiruvallur, Tamil Nadu Pincode: 600068 | TL/MD/2025/000007 | 16-Apr-2025 | Finger cot, Eye care device (Biocompatibility as per ISO 10993-Parts 3,5,6,10,11,23, USP-87,88,151 and Chemical Characterization as per ISO 10993-Part 18, SOP ANA-011, ANA-012, ANA-013) | Class B
MDR Laboratories Private Limited No. 444 Gokulam Street, Mathur, Tiruvallur, Tamil Nadu Pincode: 600068 | TL/MD/2025/000007 | 16-Apr-2025 | Gastrointestinal devices, Tubes (Biocompatibility as per ISO 10993-Parts3,4,5,6,10,11,23,USP-87,88,151,ASTM-F756 and Chemical Characterization as per ISO 10993-Part18,SOP ANA-011,ANA-012,ANA-013) | Class B
MDR Laboratories Private Limited No. 444 Gokulam Street, Mathur, Tiruvallur, Tamil Nadu Pincode: 600068 | TL/MD/2025/000007 | 16-Apr-2025 | GGloves, Probe covers (Biocompatibility as per ISO 10993-Parts 3,5,6,10,11,23, USP-87,88,151 and Chemical Characterization as per ISO 10993-Part 18, SOP ANA-011, ANA-012, ANA-013) | Class B
MDR Laboratories Private Limited No. 444 Gokulam Street, Mathur, Tiruvallur, Tamil Nadu Pincode: 600068 | TL/MD/2025/000007 | 16-Apr-2025 | Gynaecological devices (Biocompatibility as per ISO 10993-Parts 3,5,6,10,11,23, USP-87,88,151 and Chemical Characterization as per ISO 10993-Part 18, SOP ANA-011, ANA-012, ANA-013) | Class B
MDR Laboratories Private Limited No. 444 Gokulam Street, Mathur, Tiruvallur, Tamil Nadu Pincode: 600068 | TL/MD/2025/000007 | 16-Apr-2025 | Haematological devices (Biocompatibility as per ISO 10993-Parts3,4,5,6,10,11,23,USP-87,88,151,ASTM-F756 and Chemical Characterization as per ISO 10993-Part18,SOP ANA-011,ANA-012,ANA-013) | Class B
MDR Laboratories Private Limited No. 444 Gokulam Street, Mathur, Tiruvallur, Tamil Nadu Pincode: 600068 | TL/MD/2025/000007 | 16-Apr-2025 | Health monitoring sensors (Biocompatibility as per ISO 10993-Parts3,4,5,6,10,11,23,USP-87,88,151,ASTM-F756 and Chemical Characterization as per ISO 10993-Part18,SOP ANA-011,ANA-012,ANA-013) | Class B
MDR Laboratories Private Limited No. 444 Gokulam Street, Mathur, Tiruvallur, Tamil Nadu Pincode: 600068 | TL/MD/2025/000007 | 16-Apr-2025 | Intravaginal devices, Vaginal pad (Biocompatibility as per ISO 10993-Parts 3,5,6,10,11,23, USP-87,88,151 and Chemical Characterization as per ISO 10993-Part 18, SOP ANA-011, ANA-012, ANA-013) | Class B
MDR Laboratories Private Limited No. 444 Gokulam Street, Mathur, Tiruvallur, Tamil Nadu Pincode: 600068 | TL/MD/2025/000007 | 16-Apr-2025 | Irrigation set, Intravenous sets (Biocompatibility as per ISO 10993-Parts 3,4,5,6,10,11,23,USP-87,88,ASTM-F756 and Chemical Characterization as per ISO 10993-Part 18, SOP ANA-011, ANA-012, ANA-013) | Class B
MDR Laboratories Private Limited No. 444 Gokulam Street, Mathur, Tiruvallur, Tamil Nadu Pincode: 600068 | TL/MD/2025/000007 | 16-Apr-2025 | Laparoscopes, Arthroscopes, Endoscopes (Biocompatibility as per ISO 10993-Parts 3,5,6,10,11,23, USP-87,88,151 and Chemical Characterization as per ISO 10993-Part 18, SOP ANA-011, ANA-012, ANA-013) | Class B
MDR Laboratories Private Limited No. 444 Gokulam Street, Mathur, Tiruvallur, Tamil Nadu Pincode: 600068 | TL/MD/2025/000007 | 16-Apr-2025 | Menstrual pad, Orthodontic devices(Biocompatibility as per ISO 10993-Parts 3,5,6,10,11,23, USP-87,88,151 and Chemical Characterization as per ISO 10993-Part 18, SOP ANA-011, ANA-012, ANA-013) | Class B
MDR Laboratories Private Limited No. 444 Gokulam Street, Mathur, Tiruvallur, Tamil Nadu Pincode: 600068 | TL/MD/2025/000007 | 16-Apr-2025 | Needles, Syringes (Biocompatibility as per ISO 10993-Parts 3,4,5,6,10,11,23, USP-87,88, ASTM-F756 and Chemical Characterization as per ISO 10993-Part 18, SOP ANA-011, ANA-012, ANA-013) | Class B
MDR Laboratories Private Limited No. 444 Gokulam Street, Mathur, Tiruvallur, Tamil Nadu Pincode: 600068 | TL/MD/2025/000007 | 16-Apr-2025 | Neuromuscular sensors and stimulators (Biocompatibility as per ISO10993-Parts3,4,5,6,10,11,23,USP-87,88,151,ASTM-F756 and Chemical Characterization as per ISO10993-Part18,SOP ANA-011,ANA-012,ANA-013) | Class B
MDR Laboratories Private Limited No. 444 Gokulam Street, Mathur, Tiruvallur, Tamil Nadu Pincode: 600068 | TL/MD/2025/000007 | 16-Apr-2025 | Ocular devices, Surgical implements (Biocompatibility as per ISO 10993-Parts3,4,5,6,10,11,23,USP-87,88,151,ASTM-F756 and Chemical Characterization as per ISO 10993-Part18,SOP ANA-011,ANA-012,ANA-013) | Class B
MDR Laboratories Private Limited No. 444 Gokulam Street, Mathur, Tiruvallur, Tamil Nadu Pincode: 600068 | TL/MD/2025/000007 | 16-Apr-2025 | Ophthalmic solutions, Contact lens solutions (Biocompatibility as per ISO 10993-Parts 3,5,6,10,11,23,USP-87,88,151 and Chemical Characterization as per ISO 10993-Part 18,SOP ANA-011,ANA-012,ANA-013) | Class B
MDR Laboratories Private Limited No. 444 Gokulam Street, Mathur, Tiruvallur, Tamil Nadu Pincode: 600068 | TL/MD/2025/000007 | 16-Apr-2025 | Respiratory devices, Catheters, (Biocompatibility as per ISO 10993-Parts3,4,5,6,10,11,23,USP-87,88,151,ASTM-F756 and Chemical Characterization as per ISO 10993-Part18,SOP ANA-011,ANA-012,ANA-013) | Class B
MDR Laboratories Private Limited No. 444 Gokulam Street, Mathur, Tiruvallur, Tamil Nadu Pincode: 600068 | TL/MD/2025/000007 | 16-Apr-2025 | Respiratory devices, Neurological devices (Biocompatibility as per ISO 10993-Parts 3,5,6,10,11,23, USP-87,88,151 and Chemical Characterization as per ISO 10993-Part 18, SOP ANA-011, ANA-012, ANA-013) | Class B
MDR Laboratories Private Limited No. 444 Gokulam Street, Mathur, Tiruvallur, Tamil Nadu Pincode: 600068 | TL/MD/2025/000007 | 16-Apr-2025 | Skin staples, Dentistry devices (Biocompatibility as per ISO 10993-Parts 3,5,6,10,11,23, USP-87,88,151 and Chemical Characterization as per ISO 10993-Part 18, SOP ANA-011, ANA-012, ANA-013) | Class B
MDR Laboratories Private Limited No. 444 Gokulam Street, Mathur, Tiruvallur, Tamil Nadu Pincode: 600068 | TL/MD/2025/000007 | 16-Apr-2025 | Solution administration sets (Biocompatibility as per ISO 10993-Parts 3,4,5,6,10,11,23, USP-87,88, ASTM-F756 and Chemical Characterization as per ISO 10993-Part 18, SOP ANA-011, ANA-012, ANA-013) | Class B
MDR Laboratories Private Limited No. 444 Gokulam Street, Mathur, Tiruvallur, Tamil Nadu Pincode: 600068 | TL/MD/2025/000007 | 16-Apr-2025 | Surgical gloves, Occlusive patches for ulcers (Biocompatibility as per ISO 10993-Parts 3,5,6,10,11,23, USP-87,88 and Chemical Characterization as per ISO 10993-Part 18, SOP ANA-011, ANA-012, ANA-013) | Class B
MDR Laboratories Private Limited No. 444 Gokulam Street, Mathur, Tiruvallur, Tamil Nadu Pincode: 600068 | TL/MD/2025/000007 | 16-Apr-2025 | Surgical implements (Biocompatibility as per ISO 10993-Parts 3,5,6,10,11,23, USP-87,88 and Chemical Characterization as per ISO 10993-Part 18, SOP ANA-011, ANA-012, ANA-013) | Class B
MDR Laboratories Private Limited No. 444 Gokulam Street, Mathur, Tiruvallur, Tamil Nadu Pincode: 600068 | TL/MD/2025/000007 | 16-Apr-2025 | Surgical instruments, Urological devices (Biocompatibility as per ISO 10993-Parts 3,5,6,10,11,23, USP-87,88,151 and Chemical Characterization as per ISO 10993-Part 18, SOP ANA-011, ANA-012, ANA-013) | Class B
MDR Laboratories Private Limited No. 444 Gokulam Street, Mathur, Tiruvallur, Tamil Nadu Pincode: 600068 | TL/MD/2025/000007 | 16-Apr-2025 | Wound care gels-cream-powders (Biocompatibility as per ISO 10993-Parts 3,5,6,10,11,23, USP-87,88 and Chemical Characterization as per ISO 10993-Part 18, SOP ANA-011, ANA-012, ANA-013) | Class B
MDR Laboratories Private Limited No. 444 Gokulam Street, Mathur, Tiruvallur, Tamil Nadu Pincode: 600068 | TL/MD/2025/000007 | 16-Apr-2025 | Wound dressing or healing devices, Stimulator (Biocompatibility as per ISO 10993-Parts 3,5,6,10,11,23, USP-87,88 and Chemical Characterization as per ISO 10993-Part 18, SOP ANA-011, ANA-012, ANA-013) | Class B
MDR Laboratories Private Limited No. 444 Gokulam Street, Mathur, Tiruvallur, Tamil Nadu Pincode: 600068 | TL/MD/2025/000007 | 16-Apr-2025 | Breast implants, Intrauterine devices (Biocompatibility as per ISO 10993-Parts 3,5,6,10,11,23,USP-87,88,151 and Chemical Characterization as per ISO 10993-Part 18,SOP ANA-011,ANA-012,ANA-013) | Class C
MDR Laboratories Private Limited No. 444 Gokulam Street, Mathur, Tiruvallur, Tamil Nadu Pincode: 600068 | TL/MD/2025/000007 | 16-Apr-2025 | Contact lenses, Urinary catheters (Biocompatibility as per ISO 10993-Parts 3,5,6,10,11,23, USP-87,88,151 and Chemical Characterization as per ISO 10993-Part 18, SOP ANA-011, ANA-012, ANA-013) | Class C
MDR Laboratories Private Limited No. 444 Gokulam Street, Mathur, Tiruvallur, Tamil Nadu Pincode: 600068 | TL/MD/2025/000007 | 16-Apr-2025 | Contraceptives, Personal lubricants (Biocompatibility as per ISO 10993-Parts 3,5,6,10,11,23, USP-87,88,151 and Chemical Characterization as per ISO 10993-Part 18, SOP ANA-011, ANA-012, ANA-013) | Class C
MDR Laboratories Private Limited No. 444 Gokulam Street, Mathur, Tiruvallur, Tamil Nadu Pincode: 600068 | TL/MD/2025/000007 | 16-Apr-2025 | Dental products, Dental implants (Biocompatibility as per ISO 10993-Parts 3,5,6,10,11,23, USP-87,88,151 and Chemical Characterization as per ISO 10993-Part 18, SOP ANA-011, ANA-012, ANA-013) | Class C
MDR Laboratories Private Limited No. 444 Gokulam Street, Mathur, Tiruvallur, Tamil Nadu Pincode: 600068 | TL/MD/2025/000007 | 16-Apr-2025 | Dental prostheses, Intrauterine device (Biocompatibility as per ISO 10993-Parts 3,5,6,10,11,23, USP-87,88,151 and Chemical Characterization as per ISO 10993-Part 18, SOP ANA-011, ANA-012, ANA-013) | Class C
MDR Laboratories Private Limited No. 444 Gokulam Street, Mathur, Tiruvallur, Tamil Nadu Pincode: 600068 | TL/MD/2025/000007 | 16-Apr-2025 | Dental resin, Dental filling materials (Biocompatibility as per ISO 10993-Parts 3,5,6,10,11,23, USP-87,88,151 and Chemical Characterization as per ISO 10993-Part 18, SOP ANA-011, ANA-012, ANA-013) | Class C
MDR Laboratories Private Limited No. 444 Gokulam Street, Mathur, Tiruvallur, Tamil Nadu Pincode: 600068 | TL/MD/2025/000007 | 16-Apr-2025 | Devices contacting mucosal membrane (Biocompatibility as per ISO 10993-Parts 3,5,6,10,11,23, USP-87,88,151 and Chemical Characterization as per ISO 10993-Part 18, SOP ANA-011, ANA-012, ANA-013) | Class C
MDR Laboratories Private Limited No. 444 Gokulam Street, Mathur, Tiruvallur, Tamil Nadu Pincode: 600068 | TL/MD/2025/000007 | 16-Apr-2025 | Dialysis tubing and accessories (Biocompatibility as per ISO 10993-Parts 3,5,6,10,11,23, USP-87,88,151, ASTM-F756 and Chemical Characterization as per ISO 10993-Part 18,SOP ANA-011,ANA-012,ANA-013) | Class C
MDR Laboratories Private Limited No. 444 Gokulam Street, Mathur, Tiruvallur, Tamil Nadu Pincode: 600068 | TL/MD/2025/000007 | 16-Apr-2025 | Draining systems, Dental cements (Biocompatibility as per ISO 10993-Parts 3,5,6,10,11,23, USP-87,88,151 and Chemical Characterization as per ISO 10993-Part 18, SOP ANA-011, ANA-012, ANA-013) | Class C
MDR Laboratories Private Limited No. 444 Gokulam Street, Mathur, Tiruvallur, Tamil Nadu Pincode: 600068 | TL/MD/2025/000007 | 16-Apr-2025 | Drug delivery devices, Replacement tendons (Biocompatibility as per ISO 10993-Parts 3,5,6,10,11,23,USP-87,88,151 and Chemical Characterization as per ISO 10993-Part 18,SOP ANA-011,ANA-012,ANA-013) | Class C
MDR Laboratories Private Limited No. 444 Gokulam Street, Mathur, Tiruvallur, Tamil Nadu Pincode: 600068 | TL/MD/2025/000007 | 16-Apr-2025 | Endotracheal tubes, Bronchoscopes (Biocompatibility as per ISO 10993-Parts 3,5,6,10,11,23, USP-87,88,151 and Chemical Characterization as per ISO 10993-Part 18, SOP ANA-011, ANA-012, ANA-013) | Class C
MDR Laboratories Private Limited No. 444 Gokulam Street, Mathur, Tiruvallur, Tamil Nadu Pincode: 600068 | TL/MD/2025/000007 | 16-Apr-2025 | Extracorporeal devices and accessories (Biocompatibility as per ISO 10993-Parts3,5,6,10,11,23,USP-87,88,151,ASTM-F756 and Chemical Characterization as per ISO 10993-Part18,SOP ANA-011,ANA-012,ANA-013) | Class C
MDR Laboratories Private Limited No. 444 Gokulam Street, Mathur, Tiruvallur, Tamil Nadu Pincode: 600068 | TL/MD/2025/000007 | 16-Apr-2025 | Fluorocarbon Resins, Polyurethane (Biocompatibility as per ISO 10993-Parts 3,5,6,10,11,23,USP-87,88,151,ASTM-F756 and Chemical Characterization as per ISO 10993-Part 18,SOP ANA-011,ANA-012,ANA-013) | Class C
MDR Laboratories Private Limited No. 444 Gokulam Street, Mathur, Tiruvallur, Tamil Nadu Pincode: 600068 | TL/MD/2025/000007 | 16-Apr-2025 | Gastrointestinal devices (Biocompatibility as per ISO 10993-Parts 3,5,6,10,11,23, USP-87,88,151 and Chemical Characterization as per ISO 10993-Part 18, SOP ANA-011, ANA-012, ANA-013) | Class C
MDR Laboratories Private Limited No. 444 Gokulam Street, Mathur, Tiruvallur, Tamil Nadu Pincode: 600068 | TL/MD/2025/000007 | 16-Apr-2025 | Hearing aid and implant, cochlear implant(Biocompatibility as per ISO 10993-Parts 3,5,6,10,11,23,USP-87,88,151 and Chemical Characterization as per ISO 10993-Part 18,SOP ANA-011,ANA-012,ANA-013) | Class C
MDR Laboratories Private Limited No. 444 Gokulam Street, Mathur, Tiruvallur, Tamil Nadu Pincode: 600068 | TL/MD/2025/000007 | 16-Apr-2025 | Hemoadsorbents, Immunoabsorbents (Biocompatibility as per ISO 10993-Parts3,5,6,10,11,23,USP-87,88,151,ASTM-F756 and Chemical Characterization as per ISO 10993-Part18,SOP ANA-011,ANA-012,ANA-013) | Class C
MDR Laboratories Private Limited No. 444 Gokulam Street, Mathur, Tiruvallur, Tamil Nadu Pincode: 600068 | TL/MD/2025/000007 | 16-Apr-2025 | Incubator, Neurological devices (Biocompatibility as per ISO 10993-Parts 3,5,6,10,11,23, USP-87,88,151, ASTM-F756 and Chemical Characterization as per ISO 10993-Part 18,SOP ANA-011,ANA-012,ANA-013) | Class C
MDR Laboratories Private Limited No. 444 Gokulam Street, Mathur, Tiruvallur, Tamil Nadu Pincode: 600068 | TL/MD/2025/000007 | 16-Apr-2025 | Internal drug delivery catheters (Biocompatibility as per ISO 10993-Parts 3,5,6,10,11,23,USP-87,88,151,ASTM-F756 and Chemical Characterization as per ISO 10993-Part 18,SOP ANA-011,ANA-012,ANA-013) | Class C
MDR Laboratories Private Limited No. 444 Gokulam Street, Mathur, Tiruvallur, Tamil Nadu Pincode: 600068 | TL/MD/2025/000007 | 16-Apr-2025 | Intra intestinal devices, Menstrual cups (Biocompatibility as per ISO 10993-Parts 3,5,6,10,11,23, USP-87,88,151 and Chemical Characterization as per ISO 10993-Part 18, SOP ANA-011, ANA-012, ANA-013) | Class C
MDR Laboratories Private Limited No. 444 Gokulam Street, Mathur, Tiruvallur, Tamil Nadu Pincode: 600068 | TL/MD/2025/000007 | 16-Apr-2025 | Metals, Plastics, Rubber (Biocompatibility as per ISO 10993-Parts 3,5,6,10,11,23,USP-87,88,151,ASTM-F756 and Chemical Characterization as per ISO 10993-Part 18,SOP ANA-011,ANA-012,ANA-013) | Class C
MDR Laboratories Private Limited No. 444 Gokulam Street, Mathur, Tiruvallur, Tamil Nadu Pincode: 600068 | TL/MD/2025/000007 | 16-Apr-2025 | Pacemaker electrodes, Dialysers (Biocompatibility as per ISO 10993-Parts 3,5,6,10,11,23, USP-87,88,151, ASTM-F756 and Chemical Characterization as per ISO 10993-Part 18,SOP ANA-011,ANA-012,ANA-013) | Class C
MDR Laboratories Private Limited No. 444 Gokulam Street, Mathur, Tiruvallur, Tamil Nadu Pincode: 600068 | TL/MD/2025/000007 | 16-Apr-2025 | Packaging materials, Collagen (Biocompatibility as per ISO 10993-Parts 3,5,6,10,11,23,USP-87,88,151,ASTM-F756 and Chemical Characterization as per ISO 10993-Part 18,SOP ANA-011,ANA-012,ANA-013) | Class C
MDR Laboratories Private Limited No. 444 Gokulam Street, Mathur, Tiruvallur, Tamil Nadu Pincode: 600068 | TL/MD/2025/000007 | 16-Apr-2025 | Polyethylene (linear), Polypropylene (Biocompatibility as per ISO 10993-Parts 3,5,6,10,11,23,USP-87,88,151,ASTM-F756 and Chemical Characterization as per ISO 10993-Part 18,SOP ANA-011,ANA-012,ANA-013) | Class C
MDR Laboratories Private Limited No. 444 Gokulam Street, Mathur, Tiruvallur, Tamil Nadu Pincode: 600068 | TL/MD/2025/000007 | 16-Apr-2025 | Polymers like nylon, Polystyrene (Biocompatibility as per ISO 10993-Parts 3,5,6,10,11,23,USP-87,88,151,ASTM-F756 and Chemical Characterization as per ISO 10993-Part 18,SOP ANA-011,ANA-012,ANA-013) | Class C
MDR Laboratories Private Limited No. 444 Gokulam Street, Mathur, Tiruvallur, Tamil Nadu Pincode: 600068 | TL/MD/2025/000007 | 16-Apr-2025 | Poly vinyl chloride, Polyesters (Biocompatibility as per ISO 10993-Parts 3,5,6,10,11,23,USP-87,88,151,ASTM-F756 and Chemical Characterization as per ISO 10993-Part 18,SOP ANA-011,ANA-012,ANA-013) | Class C
MDR Laboratories Private Limited No. 444 Gokulam Street, Mathur, Tiruvallur, Tamil Nadu Pincode: 600068 | TL/MD/2025/000007 | 16-Apr-2025 | Raw Ingredients, Container systems (Biocompatibility as per ISO 10993-Parts 3,5,6,10,11,23,USP-87,88,151,ASTM-F756 and Chemical Characterization as per ISO 10993-Part 18,SOP ANA-011,ANA-012,ANA-013) | Class C
MDR Laboratories Private Limited No. 444 Gokulam Street, Mathur, Tiruvallur, Tamil Nadu Pincode: 600068 | TL/MD/2025/000007 | 16-Apr-2025 | Resins, Medical device extracts (Biocompatibility as per ISO 10993-Parts 3,5,6,10,11,23,USP-87,88,151,ASTM-F756 and Chemical Characterization as per ISO 10993-Part 18,SOP ANA-011,ANA-012,ANA-013) | Class C
MDR Laboratories Private Limited No. 444 Gokulam Street, Mathur, Tiruvallur, Tamil Nadu Pincode: 600068 | TL/MD/2025/000007 | 16-Apr-2025 | Sutures, Intraocular lens(IOL), Ligation clips (Biocompatibility as per ISO 10993-Parts 3,5,6,10,11,23,USP-87,88,151 and Chemical Characterization as per ISO 10993-Part 18,SOP ANA-011,ANA-012,ANA-013) | Class C
MDR Laboratories Private Limited No. 444 Gokulam Street, Mathur, Tiruvallur, Tamil Nadu Pincode: 600068 | TL/MD/2025/000007 | 16-Apr-2025 | Ventricular assist devices (Biocompatibility as per ISO 10993-Parts 3,5,6,10,11,23,USP-87,88,151,ASTM-F756 and Chemical Characterization as per ISO 10993-Part 18,SOP ANA-011,ANA-012,ANA-013) | Class C
MDR Laboratories Private Limited No. 444 Gokulam Street, Mathur, Tiruvallur, Tamil Nadu Pincode: 600068 | TL/MD/2025/000007 | 16-Apr-2025 | Bone cements and Intraosseous devices (Biocompatibility as per ISO 10993-Parts 3,5,6,10,11,23,USP-87,88,151 and Chemical Characterization as per ISO 10993-Part 18,SOP ANA-011,ANA-012,ANA-013) | Class D
MDR Laboratories Private Limited No. 444 Gokulam Street, Mathur, Tiruvallur, Tamil Nadu Pincode: 600068 | TL/MD/2025/000007 | 16-Apr-2025 | Cardiovascular devices (Biocompatibility as per ISO 10993-Parts 3,5,6,10,11,23,USP-87,88,151,ASTM-F756 and Chemical Characterization as per ISO 10993-Part 18,SOP ANA-011,ANA-012,ANA-013) | Class D
MDR Laboratories Private Limited No. 444 Gokulam Street, Mathur, Tiruvallur, Tamil Nadu Pincode: 600068 | TL/MD/2025/000007 | 16-Apr-2025 | Dental implants (Biocompatibility as per ISO 10993-Parts 3,5,6,10,11,23,USP-87,88,151 and Chemical Characterization as per ISO 10993-Part 18,SOP ANA-011,ANA-012,ANA-013) | Class D
MDR Laboratories Private Limited No. 444 Gokulam Street, Mathur, Tiruvallur, Tamil Nadu Pincode: 600068 | TL/MD/2025/000007 | 16-Apr-2025 | Orthopaedic implants, Ocular implants (Biocompatibility as per ISO 10993-Parts 3,5,6,10,11,23,USP-87,88,151 and Chemical Characterization as per ISO 10993-Part 18,SOP ANA-011,ANA-012,ANA-013) | Class D
MDR Laboratories Private Limited No. 444 Gokulam Street, Mathur, Tiruvallur, Tamil Nadu Pincode: 600068 | TL/MD/2025/000007 | 16-Apr-2025 | Orthopedic pins, Plates, Screws (Biocompatibility as per ISO 10993-Parts 3,5,6,10,11,23,USP-87,88,151 and Chemical Characterization as per ISO 10993-Part 18,SOP ANA-011,ANA-012,ANA-013) | Class D
MDR Laboratories Private Limited No. 444 Gokulam Street, Mathur, Tiruvallur, Tamil Nadu Pincode: 600068 | TL/MD/2025/000007 | 16-Apr-2025 | Pacemakers, Artificial larynxes (Biocompatibility as per ISO 10993-Parts 3,5,6,10,11,23,USP-87,88,151 and Chemical Characterization as per ISO 10993-Part 18,SOP ANA-011,ANA-012,ANA-013) | Class D
MDR Laboratories Private Limited No. 444 Gokulam Street, Mathur, Tiruvallur, Tamil Nadu Pincode: 600068 | TL/MD/2025/000007 | 16-Apr-2025 | Replacement joints, Bone prostheses (Biocompatibility as per ISO 10993-Parts 3,5,6,10,11,23,USP-87,88,151 and Chemical Characterization as per ISO 10993-Part 18,SOP ANA-011,ANA-012,ANA-013) | Class D
MDR Laboratories Private Limited No. 444 Gokulam Street, Mathur, Tiruvallur, Tamil Nadu Pincode: 600068 | TL/MD/2025/000007 | 16-Apr-2025 | Subperiosteal implants, Implants (Biocompatibility as per ISO 10993-Parts 3,5,6,10,11,23,USP-87,88,151 and Chemical Characterization as per ISO 10993-Part 18,SOP ANA-011,ANA-012,ANA-013) | Class D
MURLITEK TECHNOLOGY LLP 179 , KAMI ROAD, Sonipat, Haryana Pincode: 131001 | TL/MD/2025/000005 | 28-Mar-2025 | Medical Electrical Equipment (except X-Ray Equipment, MRI Equipment, Ultrasound Scanner, Magnetic Particle Imaging System (MPI) (Classification of Applied Parts) )(IS 13450 (Part 1) / IEC 60601-1) | Class A
MURLITEK TECHNOLOGY LLP 179 , KAMI ROAD, Sonipat, Haryana Pincode: 131001 | TL/MD/2025/000005 | 28-Mar-2025 | Medical Electrical Equipment (except X-Ray Equipment, MRI Equipment, Ultrasound Scanner, Magnetic Particle Imaging System (MPI) (Components and Wiring,) (IS 13450 (Part 1) / IEC 60601-1) | Class A
MURLITEK TECHNOLOGY LLP 179 , KAMI ROAD, Sonipat, Haryana Pincode: 131001 | TL/MD/2025/000005 | 28-Mar-2025 | Medical Electrical Equipment (except X-Ray Equipment, MRI Equipment, Ultrasound Scanner, Magnetic Particle Imaging System (MPI) (Creepage Distances and Air Clearances) As per standard | Class A
MURLITEK TECHNOLOGY LLP 179 , KAMI ROAD, Sonipat, Haryana Pincode: 131001 | TL/MD/2025/000005 | 28-Mar-2025 | Medical Electrical Equipment (except X-Ray Equipment, MRI Equipment, Ultrasound Scanner, Magnetic Particle Imaging System (MPI) (Determination of Applied Parts and Accessible Parts )As per standard | Class A
MURLITEK TECHNOLOGY LLP 179 , KAMI ROAD, Sonipat, Haryana Pincode: 131001 | TL/MD/2025/000005 | 28-Mar-2025 | Medical Electrical Equipment (except X-Ray Equipment, MRI Equipment, Ultrasound Scanner, Magnetic Particle Imaging System (MPI) (Dielectric Strength) (IS 13450 (Part 1) / IEC 60601-1) | Class A
MURLITEK TECHNOLOGY LLP 179 , KAMI ROAD, Sonipat, Haryana Pincode: 131001 | TL/MD/2025/000005 | 28-Mar-2025 | Medical Electrical Equipment (except X-Ray Equipment, MRI Equipment, Ultrasound Scanner, Magnetic Particle Imaging System (MPI) (Excessive Temperatures in ME Equipment) As per standard | Class A
MURLITEK TECHNOLOGY LLP 179 , KAMI ROAD, Sonipat, Haryana Pincode: 131001 | TL/MD/2025/000005 | 28-Mar-2025 | Medical Electrical Equipment (except X-Ray Equipment, MRI Equipment, Ultrasound Scanner, Magnetic Particle Imaging System (MPI) (General Requirements for the ME Systems )As per standard | Class A
MURLITEK TECHNOLOGY LLP 179 , KAMI ROAD, Sonipat, Haryana Pincode: 131001 | TL/MD/2025/000005 | 28-Mar-2025 | Medical Electrical Equipment (except X-Ray Equipment, MRI Equipment, Ultrasound Scanner, Magnetic Particle Imaging System (MPI) (Humidity Pre-conditioning Treatment)(IS 13450 (Part 1) / IEC 60601-1) | Class A
MURLITEK TECHNOLOGY LLP 179 , KAMI ROAD, Sonipat, Haryana Pincode: 131001 | TL/MD/2025/000005 | 28-Mar-2025 | Medical Electrical Equipment (except X-Ray Equipment, MRI Equipment, Ultrasound Scanner, Magnetic Particle Imaging System (MPI) ((Instability Hazards) (IS 13450 (Part 1) / IEC 60601-1) | Class A
MURLITEK TECHNOLOGY LLP 179 , KAMI ROAD, Sonipat, Haryana Pincode: 131001 | TL/MD/2025/000005 | 28-Mar-2025 | Medical Electrical Equipment (except X-Ray Equipment, MRI Equipment, Ultrasound Scanner, Magnetic Particle Imaging System (MPI) (Leakage Currents and Patient Auxiliary Currents) As per standard | Class A
MURLITEK TECHNOLOGY LLP 179 , KAMI ROAD, Sonipat, Haryana Pincode: 131001 | TL/MD/2025/000005 | 28-Mar-2025 | Medical Electrical Equipment (except X-Ray Equipment, MRI Equipment, Ultrasound Scanner, Magnetic Particle Imaging System (MPI) (Limitation of Voltage, Current or Energy) ) As per standard | Class A
MURLITEK TECHNOLOGY LLP 179 , KAMI ROAD, Sonipat, Haryana Pincode: 131001 | TL/MD/2025/000005 | 28-Mar-2025 | Medical Electrical Equipment (except X-Ray Equipment, MRI Equipment, Ultrasound Scanner, Magnetic Particle Imaging System (MPI) (Mains Terminal Devices, Gaps) (IS 13450 (Part 1) / IEC 60601-1) | Class A
MURLITEK TECHNOLOGY LLP 179 , KAMI ROAD, Sonipat, Haryana Pincode: 131001 | TL/MD/2025/000005 | 28-Mar-2025 | Medical Electrical Equipment (except X-Ray Equipment, MRI Equipment, Ultrasound Scanner, Magnetic Particle Imaging System (MPI) (Maximum Mains Voltage, Working Voltage) As per standard | Class A
MURLITEK TECHNOLOGY LLP 179 , KAMI ROAD, Sonipat, Haryana Pincode: 131001 | TL/MD/2025/000005 | 28-Mar-2025 | Medical Electrical Equipment (except X-Ray Equipment, MRI Equipment, Ultrasound Scanner, Magnetic Particle Imaging System (MPI) (Mechanical Strength and Resistance to Heat) As per standard | Class A
MURLITEK TECHNOLOGY LLP 179 , KAMI ROAD, Sonipat, Haryana Pincode: 131001 | TL/MD/2025/000005 | 28-Mar-2025 | Medical Electrical Equipment (except X-Ray Equipment, MRI Equipment, Ultrasound Scanner, Magnetic Particle Imaging System (MPI) (Mechanical Strength )(IS 13450 (Part 1) / IEC 60601-1) | Class A
MURLITEK TECHNOLOGY LLP 179 , KAMI ROAD, Sonipat, Haryana Pincode: 131001 | TL/MD/2025/000005 | 28-Mar-2025 | Medical Electrical Equipment (except X-Ray Equipment, MRI Equipment, Ultrasound Scanner, Magnetic Particle Imaging System (MPI) (ME Equipment Identification, Marking and Documents) As per standard | Class A
MURLITEK TECHNOLOGY LLP 179 , KAMI ROAD, Sonipat, Haryana Pincode: 131001 | TL/MD/2025/000005 | 28-Mar-2025 | Medical Electrical Equipment (except X-Ray Equipment, MRI Equipment, Ultrasound Scanner, Magnetic Particle Imaging System (MPI) (Power Input)(IS 13450 (Part 1) / IEC 60601-1) | Class A
MURLITEK TECHNOLOGY LLP 179 , KAMI ROAD, Sonipat, Haryana Pincode: 131001 | TL/MD/2025/000005 | 28-Mar-2025 | Medical Electrical Equipment (except X-Ray Equipment, MRI Equipment, Ultrasound Scanner, Magnetic Particle Imaging System (MPI) (Requirements Related to Power Sources) As per standard | Class A
MURLITEK TECHNOLOGY LLP 179 , KAMI ROAD, Sonipat, Haryana Pincode: 131001 | TL/MD/2025/000005 | 28-Mar-2025 | Medical Electrical Equipment (except X-Ray , MRI , Ultrasound Scanner, MPI (Hazardous Situations and Fault Conditions for ME Equipment) (IS 13450 (Part 1) / IEC 60601-1) | Class A
MURLITEK TECHNOLOGY LLP 179 , KAMI ROAD, Sonipat, Haryana Pincode: 131001 | TL/MD/2025/000005 | 28-Mar-2025 | Medical Electrical Equipment (except X-Ray , MRI, Ultrasound Scanner, MPI (Mechanical Hazard associated with surfaces, corners and edges) (IS 13450 (Part 1) / IEC 60601-1) | Class A
MURLITEK TECHNOLOGY LLP 179 , KAMI ROAD, Sonipat, Haryana Pincode: 131001 | TL/MD/2025/000005 | 28-Mar-2025 | Medical Electrical Equipment (except X-Ray, MRI, Ultrasound Scanner, MPI (Protective Earthing, Functional Earthing and Potential Equalization of ME Equipment) )(IS 13450 (Part 1) / IEC 60601-1) | Class A
MURLITEK TECHNOLOGY LLP 179 , KAMI ROAD, Sonipat, Haryana Pincode: 131001 | TL/MD/2025/000005 | 28-Mar-2025 | Operating Tables (Components and Wiring, Mains Terminal Devices, Gaps, Mechanical Hazard associated with Surfaces, Corners and Edges, Instability Hazards ) (IEC 60601-2-46) | Class A
MURLITEK TECHNOLOGY LLP 179 , KAMI ROAD, Sonipat, Haryana Pincode: 131001 | TL/MD/2025/000005 | 28-Mar-2025 | Operating Tables (Leakage currents and Patient Auxiliary Currents, Dielectric Strength, Mechanical Strength and Resistance to Heat, Creepage Distances and Air Clearances ) (IEC 60601-2-46) | Class A
MURLITEK TECHNOLOGY LLP 179 , KAMI ROAD, Sonipat, Haryana Pincode: 131001 | TL/MD/2025/000005 | 28-Mar-2025 | Operating Tables (Mechanical Strength, General Requirements for the ME Systems, Instability in Transport Position, Interruption of the Power Supply/ Supply Mains to ME Equipment) (IEC 60601-2-46) | Class A
MURLITEK TECHNOLOGY LLP 179 , KAMI ROAD, Sonipat, Haryana Pincode: 131001 | TL/MD/2025/000005 | 28-Mar-2025 | Operating Tables (Potential Equalization Conductor) (IEC 60601-2-46) | Class A
MURLITEK TECHNOLOGY LLP 179 , KAMI ROAD, Sonipat, Haryana Pincode: 131001 | TL/MD/2025/000005 | 28-Mar-2025 | Operating Tables (Power Input, Humidity Pre-conditioning Treatment, Determination of Applied Parts and Accessible Parts, ME Equipment Identification, Marking and Documents) (IEC 60601-2-46) | Class A
MURLITEK TECHNOLOGY LLP 179 , KAMI ROAD, Sonipat, Haryana Pincode: 131001 | TL/MD/2025/000005 | 28-Mar-2025 | Operating Tables (Requirements related to Power Sources, Protection against Electrical Hazards from ME Equipment (Classification of Applied Parts)) (IEC 60601-2-46) | Class A
MURLITEK TECHNOLOGY LLP 179 , KAMI ROAD, Sonipat, Haryana Pincode: 131001 | TL/MD/2025/000005 | 28-Mar-2025 | OT Table (Excessive temperatures in ME Equipment, Constructional Requirements for Fire Enclosures of ME Equipment , Hazardous Situations and Fault Conditions for ME Equipment ) (IEC 60601-2-46) | Class A
MURLITEK TECHNOLOGY LLP 179 , KAMI ROAD, Sonipat, Haryana Pincode: 131001 | TL/MD/2025/000005 | 28-Mar-2025 | OT Table (Limitation of Voltage, Current or Energy, Maximum Mains Voltage, Working Voltage, Protective Earthing, Functional Earthing and Potential Equalization of ME Equipment ) As per standard | Class A
MURLITEK TECHNOLOGY LLP 179 , KAMI ROAD, Sonipat, Haryana Pincode: 131001 | TL/MD/2025/000005 | 28-Mar-2025 | Surgical Luminaries and Luminaries for Diagnosis (Dielectric Strength, Mechanical Strength and Resistance to Heat, Creepage Distances and Air Clearances , Components and Wiring) (IEC 60601-2-41) | Class A
MURLITEK TECHNOLOGY LLP 179 , KAMI ROAD, Sonipat, Haryana Pincode: 131001 | TL/MD/2025/000005 | 28-Mar-2025 | Surgical Luminaries and Luminaries for Diagnosis (Excessive Temperatures in ME Equipment, Hazardous Situations and Fault Conditions for ME Equipment, Mechanical Strength , ) (IEC 60601-2-41 | Class A
MURLITEK TECHNOLOGY LLP 179 , KAMI ROAD, Sonipat, Haryana Pincode: 131001 | TL/MD/2025/000005 | 28-Mar-2025 | Surgical Luminaries and Luminaries for Diagnosis (General Requirements for the ME Systems , Attachment, Detachment, Guards, Isolation from Supply Mains , ) (IEC 60601-2-41) | Class A
MURLITEK TECHNOLOGY LLP 179 , KAMI ROAD, Sonipat, Haryana Pincode: 131001 | TL/MD/2025/000005 | 28-Mar-2025 | Surgical Luminaries and Luminaries for Diagnosis Limitation of Voltage, Current or Energy, Maximum Mains Voltage, Working Voltage) (IEC 60601-2-41) | Class A
MURLITEK TECHNOLOGY LLP 179 , KAMI ROAD, Sonipat, Haryana Pincode: 131001 | TL/MD/2025/000005 | 28-Mar-2025 | Surgical Luminaries and Luminaries for Diagnosis (Mains Terminal Devices, Gaps, Mechanical Hazard associated with Surfaces , Corners and Edges, Instability Hazards) (IEC 60601-2-41) | Class A
MURLITEK TECHNOLOGY LLP 179 , KAMI ROAD, Sonipat, Haryana Pincode: 131001 | TL/MD/2025/000005 | 28-Mar-2025 | Surgical Luminaries and Luminaries for Diagnosis (Maximum Temperature during Normal Use, Mode of Operation, Potential Equalization Conductor) (IEC 60601-2-41) | Class A
MURLITEK TECHNOLOGY LLP 179 , KAMI ROAD, Sonipat, Haryana Pincode: 131001 | TL/MD/2025/000005 | 28-Mar-2025 | Surgical Luminaries and Luminaries for Diagnosis (ME Equipment Identification, Marking and Documents, Requirements Related to Power Sources, Classification of Applied Parts) (IEC 60601-2-41) | Class A
MURLITEK TECHNOLOGY LLP 179 , KAMI ROAD, Sonipat, Haryana Pincode: 131001 | TL/MD/2025/000005 | 28-Mar-2025 | Surgical Luminaries and Luminaries for Diagnosis (Power Input, Humidity Pre-conditioning Treatment, Determination of Applied Parts and Accessible Parts) (IEC 60601-2-41) | Class A
MURLITEK TECHNOLOGY LLP 179 , KAMI ROAD, Sonipat, Haryana Pincode: 131001 | TL/MD/2025/000005 | 28-Mar-2025 | Surgical Luminaries and Luminaries for Diagnosis (Protective Earthing , Functional Earthing and Potential Equalization of ME Equipment, Leakage Currents and Patient Auxiliary Current) (IEC 60601-2-41) | Class A
MURLITEK TECHNOLOGY LLP 179 , KAMI ROAD, Sonipat, Haryana Pincode: 131001 | TL/MD/2025/000005 | 28-Mar-2025 | Medical Beds (Dielectric Strength, Creepage Distances and Air Clearances , Components and Wiring, Mains Terminal Devices, Gaps) (IEC 60601-2-52 | Class B
MURLITEK TECHNOLOGY LLP 179 , KAMI ROAD, Sonipat, Haryana Pincode: 131001 | TL/MD/2025/000005 | 28-Mar-2025 | Medical Beds (Gaps, Instability Excluding Transport, Instability in Transport, Limitation of Movement, Maximum Temperature During Normal Use , Movement Over a Threshold) (IEC 60601-2-52) | Class B
MURLITEK TECHNOLOGY LLP 179 , KAMI ROAD, Sonipat, Haryana Pincode: 131001 | TL/MD/2025/000005 | 28-Mar-2025 | Medical Beds (Hazardous Situations and Fault Conditions for ME Equipment, Mechanical Strength, General Requirements for the ME Systems , Continuous Activation) (IEC 60601-2-52) | Class B
MURLITEK TECHNOLOGY LLP 179 , KAMI ROAD, Sonipat, Haryana Pincode: 131001 | TL/MD/2025/000005 | 28-Mar-2025 | Medical Beds (Leakage Currents and Patient Auxiliary Currents, Requirements related to Power Sources, Classification of Applied Parts, Limitation of Voltage , Current or Energy) (IEC 60601-2-52) | Class B
MURLITEK TECHNOLOGY LLP 179 , KAMI ROAD, Sonipat, Haryana Pincode: 131001 | TL/MD/2025/000005 | 28-Mar-2025 | Medical Beds (Mechanical Hazard associated with Surfaces, Corners and Edges, Instability Hazards , Excessive Temperatures in ME Equipment) (IEC 60601-2-52) | Class B
MURLITEK TECHNOLOGY LLP 179 , KAMI ROAD, Sonipat, Haryana Pincode: 131001 | TL/MD/2025/000005 | 28-Mar-2025 | Medical Beds (Mechanical Strength and Resistance to Heat, Maximum Mains Voltage , Working Voltage, Protective Earthing, Functional Earthing and Potential Equalization of ME Equipment) (IEC 60601-2-52) | Class B
MURLITEK TECHNOLOGY LLP 179 , KAMI ROAD, Sonipat, Haryana Pincode: 131001 | TL/MD/2025/000005 | 28-Mar-2025 | Medical Beds (Power Input , Humidity Pre-conditioning Treatment, Determination of Applied Parts and Accessible Parts, ME Equipment Identification, Marking and Documents) (IEC 60601-2-52) | Class B
MURLITEK TECHNOLOGY LLP 179 , KAMI ROAD, Sonipat, Haryana Pincode: 131001 | TL/MD/2025/000005 | 28-Mar-2025 | Medical Beds (Protection against Electrical Shock, Protection Against inadvertent Patient Falls, Types, Unintended Movement) (IEC 60601-2-52) | Class B
MURLITEK TECHNOLOGY LLP 179 , KAMI ROAD, Sonipat, Haryana Pincode: 131001 | TL/MD/2025/000005 | 28-Mar-2025 | Medical Electrical Equipment (except X-Ray Equipment, MRI Equipment, Ultrasound Scanner, Magnetic Particle Imaging System (MPI) (Classification of Applied Parts) )(IS 13450 (Part 1) / IEC 60601-1) | Class B
MURLITEK TECHNOLOGY LLP 179 , KAMI ROAD, Sonipat, Haryana Pincode: 131001 | TL/MD/2025/000005 | 28-Mar-2025 | Medical Electrical Equipment (except X-Ray Equipment, MRI Equipment, Ultrasound Scanner, Magnetic Particle Imaging System (MPI) (Components and Wiring,) (IS 13450 (Part 1) / IEC 60601-1) | Class B
MURLITEK TECHNOLOGY LLP 179 , KAMI ROAD, Sonipat, Haryana Pincode: 131001 | TL/MD/2025/000005 | 28-Mar-2025 | Medical Electrical Equipment (except X-Ray Equipment, MRI Equipment, Ultrasound Scanner, Magnetic Particle Imaging System (MPI) (Creepage Distances and Air Clearances) As per standard | Class B
MURLITEK TECHNOLOGY LLP 179 , KAMI ROAD, Sonipat, Haryana Pincode: 131001 | TL/MD/2025/000005 | 28-Mar-2025 | Medical Electrical Equipment (except X-Ray Equipment, MRI Equipment, Ultrasound Scanner, Magnetic Particle Imaging System (MPI) (Determination of Applied Parts and Accessible Parts )As per standard | Class B
MURLITEK TECHNOLOGY LLP 179 , KAMI ROAD, Sonipat, Haryana Pincode: 131001 | TL/MD/2025/000005 | 28-Mar-2025 | Medical Electrical Equipment (except X-Ray Equipment, MRI Equipment, Ultrasound Scanner, Magnetic Particle Imaging System (MPI) (Dielectric Strength) (IS 13450 (Part 1) / IEC 60601-1) | Class B
MURLITEK TECHNOLOGY LLP 179 , KAMI ROAD, Sonipat, Haryana Pincode: 131001 | TL/MD/2025/000005 | 28-Mar-2025 | Medical Electrical Equipment (except X-Ray Equipment, MRI Equipment, Ultrasound Scanner, Magnetic Particle Imaging System (MPI) (Excessive Temperatures in ME Equipment) As per standard | Class B
MURLITEK TECHNOLOGY LLP 179 , KAMI ROAD, Sonipat, Haryana Pincode: 131001 | TL/MD/2025/000005 | 28-Mar-2025 | Medical Electrical Equipment (except X-Ray Equipment, MRI Equipment, Ultrasound Scanner, Magnetic Particle Imaging System (MPI) (General Requirements for the ME Systems )As per standard | Class B
MURLITEK TECHNOLOGY LLP 179 , KAMI ROAD, Sonipat, Haryana Pincode: 131001 | TL/MD/2025/000005 | 28-Mar-2025 | Medical Electrical Equipment (except X-Ray Equipment, MRI Equipment, Ultrasound Scanner, Magnetic Particle Imaging System (MPI) (Humidity Pre-conditioning Treatment)(IS 13450 (Part 1) / IEC 60601-1 | Class B
MURLITEK TECHNOLOGY LLP 179 , KAMI ROAD, Sonipat, Haryana Pincode: 131001 | TL/MD/2025/000005 | 28-Mar-2025 | Medical Electrical Equipment (except X-Ray Equipment, MRI Equipment, Ultrasound Scanner, Magnetic Particle Imaging System (MPI) ((Instability Hazards) (IS 13450 (Part 1) / IEC 60601-1) | Class B
MURLITEK TECHNOLOGY LLP 179 , KAMI ROAD, Sonipat, Haryana Pincode: 131001 | TL/MD/2025/000005 | 28-Mar-2025 | Medical Electrical Equipment (except X-Ray Equipment, MRI Equipment, Ultrasound Scanner, Magnetic Particle Imaging System (MPI) (Leakage Currents and Patient Auxiliary Currents) As per standard | Class B
MURLITEK TECHNOLOGY LLP 179 , KAMI ROAD, Sonipat, Haryana Pincode: 131001 | TL/MD/2025/000005 | 28-Mar-2025 | Medical Electrical Equipment (except X-Ray Equipment, MRI Equipment, Ultrasound Scanner, Magnetic Particle Imaging System (MPI) (Limitation of Voltage, Current or Energy) ) As per standard | Class B
MURLITEK TECHNOLOGY LLP 179 , KAMI ROAD, Sonipat, Haryana Pincode: 131001 | TL/MD/2025/000005 | 28-Mar-2025 | Medical Electrical Equipment (except X-Ray Equipment, MRI Equipment, Ultrasound Scanner, Magnetic Particle Imaging System (MPI) (Mains Terminal Devices, Gaps) (IS 13450 (Part 1) / IEC 60601-1) | Class B
MURLITEK TECHNOLOGY LLP 179 , KAMI ROAD, Sonipat, Haryana Pincode: 131001 | TL/MD/2025/000005 | 28-Mar-2025 | Medical Electrical Equipment (except X-Ray Equipment, MRI Equipment, Ultrasound Scanner, Magnetic Particle Imaging System (MPI) (Maximum Mains Voltage, Working Voltage) As per standard | Class B
MURLITEK TECHNOLOGY LLP 179 , KAMI ROAD, Sonipat, Haryana Pincode: 131001 | TL/MD/2025/000005 | 28-Mar-2025 | Medical Electrical Equipment (except X-Ray Equipment, MRI Equipment, Ultrasound Scanner, Magnetic Particle Imaging System (MPI) (Mechanical Strength and Resistance to Heat) As per standard | Class B
MURLITEK TECHNOLOGY LLP 179 , KAMI ROAD, Sonipat, Haryana Pincode: 131001 | TL/MD/2025/000005 | 28-Mar-2025 | Medical Electrical Equipment (except X-Ray Equipment, MRI Equipment, Ultrasound Scanner, Magnetic Particle Imaging System (MPI) (Mechanical Strength )(IS 13450 (Part 1) / IEC 60601-1) | Class B
MURLITEK TECHNOLOGY LLP 179 , KAMI ROAD, Sonipat, Haryana Pincode: 131001 | TL/MD/2025/000005 | 28-Mar-2025 | Medical Electrical Equipment (except X-Ray Equipment, MRI Equipment, Ultrasound Scanner, Magnetic Particle Imaging System (MPI) (ME Equipment Identification, Marking and Documents) As per standard | Class B
MURLITEK TECHNOLOGY LLP 179 , KAMI ROAD, Sonipat, Haryana Pincode: 131001 | TL/MD/2025/000005 | 28-Mar-2025 | Medical Electrical Equipment (except X-Ray Equipment, MRI Equipment, Ultrasound Scanner, Magnetic Particle Imaging System (MPI) (Power Input)(IS 13450 (Part 1) / IEC 60601-1) | Class B
MURLITEK TECHNOLOGY LLP 179 , KAMI ROAD, Sonipat, Haryana Pincode: 131001 | TL/MD/2025/000005 | 28-Mar-2025 | Medical Electrical Equipment (except X-Ray Equipment, MRI Equipment, Ultrasound Scanner, Magnetic Particle Imaging System (MPI) (Requirements Related to Power Sources) As per standard | Class B
MURLITEK TECHNOLOGY LLP 179 , KAMI ROAD, Sonipat, Haryana Pincode: 131001 | TL/MD/2025/000005 | 28-Mar-2025 | Medical Electrical Equipment (except X-Ray , MRI , Ultrasound Scanner, MPI (Hazardous Situations and Fault Conditions for ME Equipment) (IS 13450 (Part 1) / IEC 60601-1) | Class B
MURLITEK TECHNOLOGY LLP 179 , KAMI ROAD, Sonipat, Haryana Pincode: 131001 | TL/MD/2025/000005 | 28-Mar-2025 | Medical Electrical Equipment (except X-Ray , MRI, Ultrasound Scanner, MPI (Mechanical Hazard associated with surfaces, corners and edges) (IS 13450 (Part 1) / IEC 60601-1) | Class B
MURLITEK TECHNOLOGY LLP 179 , KAMI ROAD, Sonipat, Haryana Pincode: 131001 | TL/MD/2025/000005 | 28-Mar-2025 | Medical Electrical Equipment (except X-Ray, MRI, Ultrasound Scanner, MPI (Protective Earthing, Functional Earthing and Potential Equalization of ME Equipment) )(IS 13450 (Part 1) / IEC 60601-1) | Class B
MURLITEK TECHNOLOGY LLP 179 , KAMI ROAD, Sonipat, Haryana Pincode: 131001 | TL/MD/2025/000005 | 28-Mar-2025 | Medical Electrical Equipment (except X-Ray Equipment, MRI Equipment, Ultrasound Scanner, Magnetic Particle Imaging System (MPI) (Classification of Applied Parts) )(IS 13450 (Part 1) / IEC 60601-1) | Class C
MURLITEK TECHNOLOGY LLP 179 , KAMI ROAD, Sonipat, Haryana Pincode: 131001 | TL/MD/2025/000005 | 28-Mar-2025 | Medical Electrical Equipment (except X-Ray Equipment, MRI Equipment, Ultrasound Scanner, Magnetic Particle Imaging System (MPI) (Components and Wiring,) (IS 13450 (Part 1) / IEC 60601-1) | Class C
MURLITEK TECHNOLOGY LLP 179 , KAMI ROAD, Sonipat, Haryana Pincode: 131001 | TL/MD/2025/000005 | 28-Mar-2025 | Medical Electrical Equipment (except X-Ray Equipment, MRI Equipment, Ultrasound Scanner, Magnetic Particle Imaging System (MPI) (Creepage Distances and Air Clearances) As per standard | Class C
MURLITEK TECHNOLOGY LLP 179 , KAMI ROAD, Sonipat, Haryana Pincode: 131001 | TL/MD/2025/000005 | 28-Mar-2025 | Medical Electrical Equipment (except X-Ray Equipment, MRI Equipment, Ultrasound Scanner, Magnetic Particle Imaging System (MPI) (Determination of Applied Parts and Accessible Parts )As per standard | Class C
MURLITEK TECHNOLOGY LLP 179 , KAMI ROAD, Sonipat, Haryana Pincode: 131001 | TL/MD/2025/000005 | 28-Mar-2025 | Medical Electrical Equipment (except X-Ray Equipment, MRI Equipment, Ultrasound Scanner, Magnetic Particle Imaging System (MPI) (Dielectric Strength) (IS 13450 (Part 1) / IEC 60601-1) | Class C
MURLITEK TECHNOLOGY LLP 179 , KAMI ROAD, Sonipat, Haryana Pincode: 131001 | TL/MD/2025/000005 | 28-Mar-2025 | Medical Electrical Equipment (except X-Ray Equipment, MRI Equipment, Ultrasound Scanner, Magnetic Particle Imaging System (MPI) (Excessive Temperatures in ME Equipment) As per standard | Class C
MURLITEK TECHNOLOGY LLP 179 , KAMI ROAD, Sonipat, Haryana Pincode: 131001 | TL/MD/2025/000005 | 28-Mar-2025 | Medical Electrical Equipment (except X-Ray Equipment, MRI Equipment, Ultrasound Scanner, Magnetic Particle Imaging System (MPI) (General Requirements for the ME Systems )As per standard | Class C
MURLITEK TECHNOLOGY LLP 179 , KAMI ROAD, Sonipat, Haryana Pincode: 131001 | TL/MD/2025/000005 | 28-Mar-2025 | Medical Electrical Equipment (except X-Ray Equipment, MRI Equipment, Ultrasound Scanner, Magnetic Particle Imaging System (MPI) (Humidity Pre-conditioning Treatment)(IS 13450 (Part 1) / IEC 60601-1 | Class C
MURLITEK TECHNOLOGY LLP 179 , KAMI ROAD, Sonipat, Haryana Pincode: 131001 | TL/MD/2025/000005 | 28-Mar-2025 | Medical Electrical Equipment (except X-Ray Equipment, MRI Equipment, Ultrasound Scanner, Magnetic Particle Imaging System (MPI) ((Instability Hazards) (IS 13450 (Part 1) / IEC 60601-1) | Class C
MURLITEK TECHNOLOGY LLP 179 , KAMI ROAD, Sonipat, Haryana Pincode: 131001 | TL/MD/2025/000005 | 28-Mar-2025 | Medical Electrical Equipment (except X-Ray Equipment, MRI Equipment, Ultrasound Scanner, Magnetic Particle Imaging System (MPI) (Leakage Currents and Patient Auxiliary Currents) As per standard | Class C
MURLITEK TECHNOLOGY LLP 179 , KAMI ROAD, Sonipat, Haryana Pincode: 131001 | TL/MD/2025/000005 | 28-Mar-2025 | Medical Electrical Equipment (except X-Ray Equipment, MRI Equipment, Ultrasound Scanner, Magnetic Particle Imaging System (MPI) (Limitation of Voltage, Current or Energy) ) As per standard | Class C
MURLITEK TECHNOLOGY LLP 179 , KAMI ROAD, Sonipat, Haryana Pincode: 131001 | TL/MD/2025/000005 | 28-Mar-2025 | Medical Electrical Equipment (except X-Ray Equipment, MRI Equipment, Ultrasound Scanner, Magnetic Particle Imaging System (MPI) (Mains Terminal Devices, Gaps) (IS 13450 (Part 1) / IEC 60601-1) | Class C
MURLITEK TECHNOLOGY LLP 179 , KAMI ROAD, Sonipat, Haryana Pincode: 131001 | TL/MD/2025/000005 | 28-Mar-2025 | Medical Electrical Equipment (except X-Ray Equipment, MRI Equipment, Ultrasound Scanner, Magnetic Particle Imaging System (MPI) (Maximum Mains Voltage, Working Voltage) As per standard | Class C
MURLITEK TECHNOLOGY LLP 179 , KAMI ROAD, Sonipat, Haryana Pincode: 131001 | TL/MD/2025/000005 | 28-Mar-2025 | Medical Electrical Equipment (except X-Ray Equipment, MRI Equipment, Ultrasound Scanner, Magnetic Particle Imaging System (MPI) (Mechanical Strength and Resistance to Heat) As per standard | Class C
MURLITEK TECHNOLOGY LLP 179 , KAMI ROAD, Sonipat, Haryana Pincode: 131001 | TL/MD/2025/000005 | 28-Mar-2025 | Medical Electrical Equipment (except X-Ray Equipment, MRI Equipment, Ultrasound Scanner, Magnetic Particle Imaging System (MPI) (Mechanical Strength )(IS 13450 (Part 1) / IEC 60601-1) | Class C
MURLITEK TECHNOLOGY LLP 179 , KAMI ROAD, Sonipat, Haryana Pincode: 131001 | TL/MD/2025/000005 | 28-Mar-2025 | Medical Electrical Equipment (except X-Ray Equipment, MRI Equipment, Ultrasound Scanner, Magnetic Particle Imaging System (MPI) (ME Equipment Identification, Marking and Documents) As per standard | Class C
MURLITEK TECHNOLOGY LLP 179 , KAMI ROAD, Sonipat, Haryana Pincode: 131001 | TL/MD/2025/000005 | 28-Mar-2025 | Medical Electrical Equipment (except X-Ray Equipment, MRI Equipment, Ultrasound Scanner, Magnetic Particle Imaging System (MPI) (Power Input)(IS 13450 (Part 1) / IEC 60601-1) | Class C
MURLITEK TECHNOLOGY LLP 179 , KAMI ROAD, Sonipat, Haryana Pincode: 131001 | TL/MD/2025/000005 | 28-Mar-2025 | Medical Electrical Equipment (except X-Ray Equipment, MRI Equipment, Ultrasound Scanner, Magnetic Particle Imaging System (MPI) (Requirements Related to Power Sources) As per standard | Class C
MURLITEK TECHNOLOGY LLP 179 , KAMI ROAD, Sonipat, Haryana Pincode: 131001 | TL/MD/2025/000005 | 28-Mar-2025 | Medical Electrical Equipment (except X-Ray , MRI , Ultrasound Scanner, MPI (Hazardous Situations and Fault Conditions for ME Equipment) (IS 13450 (Part 1) / IEC 60601-1) | Class C
MURLITEK TECHNOLOGY LLP 179 , KAMI ROAD, Sonipat, Haryana Pincode: 131001 | TL/MD/2025/000005 | 28-Mar-2025 | Medical Electrical Equipment (except X-Ray , MRI, Ultrasound Scanner, MPI (Mechanical Hazard associated with surfaces, corners and edges) (IS 13450 (Part 1) / IEC 60601-1) | Class C
MURLITEK TECHNOLOGY LLP 179 , KAMI ROAD, Sonipat, Haryana Pincode: 131001 | TL/MD/2025/000005 | 28-Mar-2025 | Medical Electrical Equipment (except X-Ray, MRI, Ultrasound Scanner, MPI (Protective Earthing, Functional Earthing and Potential Equalization of ME Equipment) )(IS 13450 (Part 1) / IEC 60601-1) | Class C
MURLITEK TECHNOLOGY LLP 179 , KAMI ROAD, Sonipat, Haryana Pincode: 131001 | TL/MD/2025/000005 | 28-Mar-2025 | Medical Electrical Equipment (except X-Ray Equipment, MRI Equipment, Ultrasound Scanner, Magnetic Particle Imaging System (MPI) (Classification of Applied Parts) )(IS 13450 (Part 1) / IEC 60601-1) | Class D
MURLITEK TECHNOLOGY LLP 179 , KAMI ROAD, Sonipat, Haryana Pincode: 131001 | TL/MD/2025/000005 | 28-Mar-2025 | Medical Electrical Equipment (except X-Ray Equipment, MRI Equipment, Ultrasound Scanner, Magnetic Particle Imaging System (MPI) (Components and Wiring,) (IS 13450 (Part 1) / IEC 60601-1) | Class D
MURLITEK TECHNOLOGY LLP 179 , KAMI ROAD, Sonipat, Haryana Pincode: 131001 | TL/MD/2025/000005 | 28-Mar-2025 | Medical Electrical Equipment (except X-Ray Equipment, MRI Equipment, Ultrasound Scanner, Magnetic Particle Imaging System (MPI) (Creepage Distances and Air Clearances) As per standard | Class D
MURLITEK TECHNOLOGY LLP 179 , KAMI ROAD, Sonipat, Haryana Pincode: 131001 | TL/MD/2025/000005 | 28-Mar-2025 | Medical Electrical Equipment (except X-Ray Equipment, MRI Equipment, Ultrasound Scanner, Magnetic Particle Imaging System (MPI) (Determination of Applied Parts and Accessible Parts )As per standard | Class D
MURLITEK TECHNOLOGY LLP 179 , KAMI ROAD, Sonipat, Haryana Pincode: 131001 | TL/MD/2025/000005 | 28-Mar-2025 | Medical Electrical Equipment (except X-Ray Equipment, MRI Equipment, Ultrasound Scanner, Magnetic Particle Imaging System (MPI) (Dielectric Strength) (IS 13450 (Part 1) / IEC 60601-1) | Class D
MURLITEK TECHNOLOGY LLP 179 , KAMI ROAD, Sonipat, Haryana Pincode: 131001 | TL/MD/2025/000005 | 28-Mar-2025 | Medical Electrical Equipment (except X-Ray Equipment, MRI Equipment, Ultrasound Scanner, Magnetic Particle Imaging System (MPI) (Excessive Temperatures in ME Equipment) As per standard | Class D
MURLITEK TECHNOLOGY LLP 179 , KAMI ROAD, Sonipat, Haryana Pincode: 131001 | TL/MD/2025/000005 | 28-Mar-2025 | Medical Electrical Equipment (except X-Ray Equipment, MRI Equipment, Ultrasound Scanner, Magnetic Particle Imaging System (MPI) (General Requirements for the ME Systems )As per standard | Class D
MURLITEK TECHNOLOGY LLP 179 , KAMI ROAD, Sonipat, Haryana Pincode: 131001 | TL/MD/2025/000005 | 28-Mar-2025 | Medical Electrical Equipment (except X-Ray Equipment, MRI Equipment, Ultrasound Scanner, Magnetic Particle Imaging System (MPI) (Humidity Pre-conditioning Treatment)(IS 13450 (Part 1) / IEC 60601-1 | Class D
MURLITEK TECHNOLOGY LLP 179 , KAMI ROAD, Sonipat, Haryana Pincode: 131001 | TL/MD/2025/000005 | 28-Mar-2025 | Medical Electrical Equipment (except X-Ray Equipment, MRI Equipment, Ultrasound Scanner, Magnetic Particle Imaging System (MPI) ((Instability Hazards) (IS 13450 (Part 1) / IEC 60601-1) | Class D
MURLITEK TECHNOLOGY LLP 179 , KAMI ROAD, Sonipat, Haryana Pincode: 131001 | TL/MD/2025/000005 | 28-Mar-2025 | Medical Electrical Equipment (except X-Ray Equipment, MRI Equipment, Ultrasound Scanner, Magnetic Particle Imaging System (MPI) (Leakage Currents and Patient Auxiliary Currents) As per standard | Class D
MURLITEK TECHNOLOGY LLP 179 , KAMI ROAD, Sonipat, Haryana Pincode: 131001 | TL/MD/2025/000005 | 28-Mar-2025 | Medical Electrical Equipment (except X-Ray Equipment, MRI Equipment, Ultrasound Scanner, Magnetic Particle Imaging System (MPI) (Limitation of Voltage, Current or Energy) ) As per standard | Class D
MURLITEK TECHNOLOGY LLP 179 , KAMI ROAD, Sonipat, Haryana Pincode: 131001 | TL/MD/2025/000005 | 28-Mar-2025 | Medical Electrical Equipment (except X-Ray Equipment, MRI Equipment, Ultrasound Scanner, Magnetic Particle Imaging System (MPI) (Mains Terminal Devices, Gaps) (IS 13450 (Part 1) / IEC 60601-1) | Class D
MURLITEK TECHNOLOGY LLP 179 , KAMI ROAD, Sonipat, Haryana Pincode: 131001 | TL/MD/2025/000005 | 28-Mar-2025 | Medical Electrical Equipment (except X-Ray Equipment, MRI Equipment, Ultrasound Scanner, Magnetic Particle Imaging System (MPI) (Maximum Mains Voltage, Working Voltage) As per standard | Class D
MURLITEK TECHNOLOGY LLP 179 , KAMI ROAD, Sonipat, Haryana Pincode: 131001 | TL/MD/2025/000005 | 28-Mar-2025 | Medical Electrical Equipment (except X-Ray Equipment, MRI Equipment, Ultrasound Scanner, Magnetic Particle Imaging System (MPI) (Mechanical Strength and Resistance to Heat) As per standard | Class D
MURLITEK TECHNOLOGY LLP 179 , KAMI ROAD, Sonipat, Haryana Pincode: 131001 | TL/MD/2025/000005 | 28-Mar-2025 | Medical Electrical Equipment (except X-Ray Equipment, MRI Equipment, Ultrasound Scanner, Magnetic Particle Imaging System (MPI) (Mechanical Strength )(IS 13450 (Part 1) / IEC 60601-1) | Class D
MURLITEK TECHNOLOGY LLP 179 , KAMI ROAD, Sonipat, Haryana Pincode: 131001 | TL/MD/2025/000005 | 28-Mar-2025 | Medical Electrical Equipment (except X-Ray Equipment, MRI Equipment, Ultrasound Scanner, Magnetic Particle Imaging System (MPI) (ME Equipment Identification, Marking and Documents) As per standard | Class D
MURLITEK TECHNOLOGY LLP 179 , KAMI ROAD, Sonipat, Haryana Pincode: 131001 | TL/MD/2025/000005 | 28-Mar-2025 | Medical Electrical Equipment (except X-Ray Equipment, MRI Equipment, Ultrasound Scanner, Magnetic Particle Imaging System (MPI) (Power Input)(IS 13450 (Part 1) / IEC 60601-1) | Class D
MURLITEK TECHNOLOGY LLP 179 , KAMI ROAD, Sonipat, Haryana Pincode: 131001 | TL/MD/2025/000005 | 28-Mar-2025 | Medical Electrical Equipment (except X-Ray Equipment, MRI Equipment, Ultrasound Scanner, Magnetic Particle Imaging System (MPI) (Requirements Related to Power Sources) As per standard | Class D
MURLITEK TECHNOLOGY LLP 179 , KAMI ROAD, Sonipat, Haryana Pincode: 131001 | TL/MD/2025/000005 | 28-Mar-2025 | Medical Electrical Equipment (except X-Ray , MRI , Ultrasound Scanner, MPI (Hazardous Situations and Fault Conditions for ME Equipment) (IS 13450 (Part 1) / IEC 60601-1) | Class D
MURLITEK TECHNOLOGY LLP 179 , KAMI ROAD, Sonipat, Haryana Pincode: 131001 | TL/MD/2025/000005 | 28-Mar-2025 | Medical Electrical Equipment (except X-Ray , MRI, Ultrasound Scanner, MPI (Mechanical Hazard associated with surfaces, corners and edges) (IS 13450 (Part 1) / IEC 60601-1) | Class D
MURLITEK TECHNOLOGY LLP 179 , KAMI ROAD, Sonipat, Haryana Pincode: 131001 | TL/MD/2025/000005 | 28-Mar-2025 | Medical Electrical Equipment (except X-Ray, MRI, Ultrasound Scanner, MPI (Protective Earthing, Functional Earthing and Potential Equalization of ME Equipment) )(IS 13450 (Part 1) / IEC 60601-1) | Class D
NAWAL ANALYTICAL LABS INDIA PRIVATE LIMITED (PHARMA DIVISION) C-04, New SIDCO Industrial Estate, Sri Nagar, Hosur, Krishnagiri District, Tamil Nadu, Krishnagiri, Tamil Nadu Pincode: 635109 | TL/MD/2024/000016 | 16-Aug-2024 | Blood Bags Sterility Test as per ISO 11737-2 | Class A
NAWAL ANALYTICAL LABS INDIA PRIVATE LIMITED (PHARMA DIVISION) C-04, New SIDCO Industrial Estate, Sri Nagar, Hosur, Krishnagiri District, Tamil Nadu, Krishnagiri, Tamil Nadu Pincode: 635109 | TL/MD/2024/000016 | 16-Aug-2024 | Blood Bags Sterility Test as per USP 46 chapter 71 | Class A
NAWAL ANALYTICAL LABS INDIA PRIVATE LIMITED (PHARMA DIVISION) C-04, New SIDCO Industrial Estate, Sri Nagar, Hosur, Krishnagiri District, Tamil Nadu, Krishnagiri, Tamil Nadu Pincode: 635109 | TL/MD/2024/000016 | 16-Aug-2024 | Catheters Endotoxin Test as per IP volume 1 | Class A
NAWAL ANALYTICAL LABS INDIA PRIVATE LIMITED (PHARMA DIVISION) C-04, New SIDCO Industrial Estate, Sri Nagar, Hosur, Krishnagiri District, Tamil Nadu, Krishnagiri, Tamil Nadu Pincode: 635109 | TL/MD/2024/000016 | 16-Aug-2024 | Catheters ETO Residual Testing as per ISO 10993-7 | Class A
NAWAL ANALYTICAL LABS INDIA PRIVATE LIMITED (PHARMA DIVISION) C-04, New SIDCO Industrial Estate, Sri Nagar, Hosur, Krishnagiri District, Tamil Nadu, Krishnagiri, Tamil Nadu Pincode: 635109 | TL/MD/2024/000016 | 16-Aug-2024 | Catheters Sterility Test as per ISO 11737-2 | Class A
NAWAL ANALYTICAL LABS INDIA PRIVATE LIMITED (PHARMA DIVISION) C-04, New SIDCO Industrial Estate, Sri Nagar, Hosur, Krishnagiri District, Tamil Nadu, Krishnagiri, Tamil Nadu Pincode: 635109 | TL/MD/2024/000016 | 16-Aug-2024 | Catheters Sterility Test as per USP 46 chapter 71 | Class A
NAWAL ANALYTICAL LABS INDIA PRIVATE LIMITED (PHARMA DIVISION) C-04, New SIDCO Industrial Estate, Sri Nagar, Hosur, Krishnagiri District, Tamil Nadu, Krishnagiri, Tamil Nadu Pincode: 635109 | TL/MD/2024/000016 | 16-Aug-2024 | Condoms Bile tolerant gram-negative bacteria USP 46 Chapter 62 | Class A
NAWAL ANALYTICAL LABS INDIA PRIVATE LIMITED (PHARMA DIVISION) C-04, New SIDCO Industrial Estate, Sri Nagar, Hosur, Krishnagiri District, Tamil Nadu, Krishnagiri, Tamil Nadu Pincode: 635109 | TL/MD/2024/000016 | 16-Aug-2024 | Condoms Candida Albicans as per USP 46 Chapter 62 | Class A
NAWAL ANALYTICAL LABS INDIA PRIVATE LIMITED (PHARMA DIVISION) C-04, New SIDCO Industrial Estate, Sri Nagar, Hosur, Krishnagiri District, Tamil Nadu, Krishnagiri, Tamil Nadu Pincode: 635109 | TL/MD/2024/000016 | 16-Aug-2024 | Condoms Clostridia as per USP 46 Chapter 62 | Class A
NAWAL ANALYTICAL LABS INDIA PRIVATE LIMITED (PHARMA DIVISION) C-04, New SIDCO Industrial Estate, Sri Nagar, Hosur, Krishnagiri District, Tamil Nadu, Krishnagiri, Tamil Nadu Pincode: 635109 | TL/MD/2024/000016 | 16-Aug-2024 | Condoms Escherichia coli as per USP 46 Chapter 62 | Class A
NAWAL ANALYTICAL LABS INDIA PRIVATE LIMITED (PHARMA DIVISION) C-04, New SIDCO Industrial Estate, Sri Nagar, Hosur, Krishnagiri District, Tamil Nadu, Krishnagiri, Tamil Nadu Pincode: 635109 | TL/MD/2024/000016 | 16-Aug-2024 | Condoms Pseudomonas aeruginosa as per USP 46 Chapter 62 | Class A
NAWAL ANALYTICAL LABS INDIA PRIVATE LIMITED (PHARMA DIVISION) C-04, New SIDCO Industrial Estate, Sri Nagar, Hosur, Krishnagiri District, Tamil Nadu, Krishnagiri, Tamil Nadu Pincode: 635109 | TL/MD/2024/000016 | 16-Aug-2024 | Condoms Salmonella as per USP 46 Chapter 62 | Class A
NAWAL ANALYTICAL LABS INDIA PRIVATE LIMITED (PHARMA DIVISION) C-04, New SIDCO Industrial Estate, Sri Nagar, Hosur, Krishnagiri District, Tamil Nadu, Krishnagiri, Tamil Nadu Pincode: 635109 | TL/MD/2024/000016 | 16-Aug-2024 | Condoms Staphylococcus aureus as per USP 46 Chapter 62 | Class A
NAWAL ANALYTICAL LABS INDIA PRIVATE LIMITED (PHARMA DIVISION) C-04, New SIDCO Industrial Estate, Sri Nagar, Hosur, Krishnagiri District, Tamil Nadu, Krishnagiri, Tamil Nadu Pincode: 635109 | TL/MD/2024/000016 | 16-Aug-2024 | Condoms Total Aerobic Microbial count as per ISO 4074 | Class A
NAWAL ANALYTICAL LABS INDIA PRIVATE LIMITED (PHARMA DIVISION) C-04, New SIDCO Industrial Estate, Sri Nagar, Hosur, Krishnagiri District, Tamil Nadu, Krishnagiri, Tamil Nadu Pincode: 635109 | TL/MD/2024/000016 | 16-Aug-2024 | Condoms Total Aerobic Microbial count as per USP 46 Chapter 61 | Class A
NAWAL ANALYTICAL LABS INDIA PRIVATE LIMITED (PHARMA DIVISION) C-04, New SIDCO Industrial Estate, Sri Nagar, Hosur, Krishnagiri District, Tamil Nadu, Krishnagiri, Tamil Nadu Pincode: 635109 | TL/MD/2024/000016 | 16-Aug-2024 | Condoms Total Yeast and Mould count as per ISO 4074 | Class A
NAWAL ANALYTICAL LABS INDIA PRIVATE LIMITED (PHARMA DIVISION) C-04, New SIDCO Industrial Estate, Sri Nagar, Hosur, Krishnagiri District, Tamil Nadu, Krishnagiri, Tamil Nadu Pincode: 635109 | TL/MD/2024/000016 | 16-Aug-2024 | Condoms Total Yeast and Mould count as per USP 46 Chapter 61 | Class A
NAWAL ANALYTICAL LABS INDIA PRIVATE LIMITED (PHARMA DIVISION) C-04, New SIDCO Industrial Estate, Sri Nagar, Hosur, Krishnagiri District, Tamil Nadu, Krishnagiri, Tamil Nadu Pincode: 635109 | TL/MD/2024/000016 | 16-Aug-2024 | Copper-T Total Aerobic Microbial count as per USP 46 Chapter 61 | Class A
NAWAL ANALYTICAL LABS INDIA PRIVATE LIMITED (PHARMA DIVISION) C-04, New SIDCO Industrial Estate, Sri Nagar, Hosur, Krishnagiri District, Tamil Nadu, Krishnagiri, Tamil Nadu Pincode: 635109 | TL/MD/2024/000016 | 16-Aug-2024 | Copper-T Total Yeast and Mould count as per USP 46 Chapter 61 | Class A
NAWAL ANALYTICAL LABS INDIA PRIVATE LIMITED (PHARMA DIVISION) C-04, New SIDCO Industrial Estate, Sri Nagar, Hosur, Krishnagiri District, Tamil Nadu, Krishnagiri, Tamil Nadu Pincode: 635109 | TL/MD/2024/000016 | 16-Aug-2024 | Surgical dressings Endotoxin Test as per IP volume 1 | Class A
NAWAL ANALYTICAL LABS INDIA PRIVATE LIMITED (PHARMA DIVISION) C-04, New SIDCO Industrial Estate, Sri Nagar, Hosur, Krishnagiri District, Tamil Nadu, Krishnagiri, Tamil Nadu Pincode: 635109 | TL/MD/2024/000016 | 16-Aug-2024 | Surgical dressings Sterility Test as per ISO 11737-2 | Class A
NAWAL ANALYTICAL LABS INDIA PRIVATE LIMITED (PHARMA DIVISION) C-04, New SIDCO Industrial Estate, Sri Nagar, Hosur, Krishnagiri District, Tamil Nadu, Krishnagiri, Tamil Nadu Pincode: 635109 | TL/MD/2024/000016 | 16-Aug-2024 | Surgical dressings Sterility Test as per USP 46 chapter 71 | Class A
NAWAL ANALYTICAL LABS INDIA PRIVATE LIMITED (PHARMA DIVISION) C-04, New SIDCO Industrial Estate, Sri Nagar, Hosur, Krishnagiri District, Tamil Nadu, Krishnagiri, Tamil Nadu Pincode: 635109 | TL/MD/2024/000016 | 16-Aug-2024 | Surgical sutures Endotoxin Test as per IP volume 1 | Class A
NAWAL ANALYTICAL LABS INDIA PRIVATE LIMITED (PHARMA DIVISION) C-04, New SIDCO Industrial Estate, Sri Nagar, Hosur, Krishnagiri District, Tamil Nadu, Krishnagiri, Tamil Nadu Pincode: 635109 | TL/MD/2024/000016 | 16-Aug-2024 | Surgical sutures Sterility Test as per ISO 11737-2 | Class A
NAWAL ANALYTICAL LABS INDIA PRIVATE LIMITED (PHARMA DIVISION) C-04, New SIDCO Industrial Estate, Sri Nagar, Hosur, Krishnagiri District, Tamil Nadu, Krishnagiri, Tamil Nadu Pincode: 635109 | TL/MD/2024/000016 | 16-Aug-2024 | Surgical sutures Sterility Test as per USP 46 chapter 71 | Class A
NAWAL ANALYTICAL LABS INDIA PRIVATE LIMITED (PHARMA DIVISION) C-04, New SIDCO Industrial Estate, Sri Nagar, Hosur, Krishnagiri District, Tamil Nadu, Krishnagiri, Tamil Nadu Pincode: 635109 | TL/MD/2024/000016 | 16-Aug-2024 | Tubal rings Endotoxin Test as per IP volume 1 | Class A
NAWAL ANALYTICAL LABS INDIA PRIVATE LIMITED (PHARMA DIVISION) C-04, New SIDCO Industrial Estate, Sri Nagar, Hosur, Krishnagiri District, Tamil Nadu, Krishnagiri, Tamil Nadu Pincode: 635109 | TL/MD/2024/000016 | 16-Aug-2024 | Tubal rings Endotoxin Test as per USP 46 Chapter 85 | Class A
NAWAL ANALYTICAL LABS INDIA PRIVATE LIMITED (PHARMA DIVISION) C-04, New SIDCO Industrial Estate, Sri Nagar, Hosur, Krishnagiri District, Tamil Nadu, Krishnagiri, Tamil Nadu Pincode: 635109 | TL/MD/2024/000016 | 16-Aug-2024 | Tubal rings Sterility Test as per ISO 11737-2 | Class A
NAWAL ANALYTICAL LABS INDIA PRIVATE LIMITED (PHARMA DIVISION) C-04, New SIDCO Industrial Estate, Sri Nagar, Hosur, Krishnagiri District, Tamil Nadu, Krishnagiri, Tamil Nadu Pincode: 635109 | TL/MD/2024/000016 | 16-Aug-2024 | Tubal rings Sterility Test as per USP 46 chapter 71 | Class A
NAWAL ANALYTICAL LABS INDIA PRIVATE LIMITED (PHARMA DIVISION) C-04, New SIDCO Industrial Estate, Sri Nagar, Hosur, Krishnagiri District, Tamil Nadu, Krishnagiri, Tamil Nadu Pincode: 635109 | TL/MD/2024/000016 | 16-Aug-2024 | Catheters Endotoxin Test as per IP volume 1 | Class B
NAWAL ANALYTICAL LABS INDIA PRIVATE LIMITED (PHARMA DIVISION) C-04, New SIDCO Industrial Estate, Sri Nagar, Hosur, Krishnagiri District, Tamil Nadu, Krishnagiri, Tamil Nadu Pincode: 635109 | TL/MD/2024/000016 | 16-Aug-2024 | Catheters ETO Residual Testing as per ISO 10993-7 | Class B
NAWAL ANALYTICAL LABS INDIA PRIVATE LIMITED (PHARMA DIVISION) C-04, New SIDCO Industrial Estate, Sri Nagar, Hosur, Krishnagiri District, Tamil Nadu, Krishnagiri, Tamil Nadu Pincode: 635109 | TL/MD/2024/000016 | 16-Aug-2024 | Catheters Sterility Test as per ISO 11737-2 | Class B
NAWAL ANALYTICAL LABS INDIA PRIVATE LIMITED (PHARMA DIVISION) C-04, New SIDCO Industrial Estate, Sri Nagar, Hosur, Krishnagiri District, Tamil Nadu, Krishnagiri, Tamil Nadu Pincode: 635109 | TL/MD/2024/000016 | 16-Aug-2024 | Catheters Sterility Test as per USP 46 chapter 71 | Class B
NAWAL ANALYTICAL LABS INDIA PRIVATE LIMITED (PHARMA DIVISION) C-04, New SIDCO Industrial Estate, Sri Nagar, Hosur, Krishnagiri District, Tamil Nadu, Krishnagiri, Tamil Nadu Pincode: 635109 | TL/MD/2024/000016 | 16-Aug-2024 | Hypodermic Needles and syringes Endotoxin test as per IP volume-1 | Class B
NAWAL ANALYTICAL LABS INDIA PRIVATE LIMITED (PHARMA DIVISION) C-04, New SIDCO Industrial Estate, Sri Nagar, Hosur, Krishnagiri District, Tamil Nadu, Krishnagiri, Tamil Nadu Pincode: 635109 | TL/MD/2024/000016 | 16-Aug-2024 | Hypodermic Needles and syringes Endotoxin test as per USP 46 Chapter 85 | Class B
NAWAL ANALYTICAL LABS INDIA PRIVATE LIMITED (PHARMA DIVISION) C-04, New SIDCO Industrial Estate, Sri Nagar, Hosur, Krishnagiri District, Tamil Nadu, Krishnagiri, Tamil Nadu Pincode: 635109 | TL/MD/2024/000016 | 16-Aug-2024 | Hypodermic Needles and syringes ETO Residual Testing as per ISO 10993-7 | Class B
NAWAL ANALYTICAL LABS INDIA PRIVATE LIMITED (PHARMA DIVISION) C-04, New SIDCO Industrial Estate, Sri Nagar, Hosur, Krishnagiri District, Tamil Nadu, Krishnagiri, Tamil Nadu Pincode: 635109 | TL/MD/2024/000016 | 16-Aug-2024 | Hypodermic Needles and syringes Sterility Test as per ISO 11737-2 | Class B
NAWAL ANALYTICAL LABS INDIA PRIVATE LIMITED (PHARMA DIVISION) C-04, New SIDCO Industrial Estate, Sri Nagar, Hosur, Krishnagiri District, Tamil Nadu, Krishnagiri, Tamil Nadu Pincode: 635109 | TL/MD/2024/000016 | 16-Aug-2024 | Hypodermic Needles and syringes Sterility Test as per USP 46 chapter 71 | Class B
NAWAL ANALYTICAL LABS INDIA PRIVATE LIMITED (PHARMA DIVISION) C-04, New SIDCO Industrial Estate, Sri Nagar, Hosur, Krishnagiri District, Tamil Nadu, Krishnagiri, Tamil Nadu Pincode: 635109 | TL/MD/2024/000016 | 16-Aug-2024 | Orthopaedic implants Endotoxin Test as per IP volume 1 | Class B
NAWAL ANALYTICAL LABS INDIA PRIVATE LIMITED (PHARMA DIVISION) C-04, New SIDCO Industrial Estate, Sri Nagar, Hosur, Krishnagiri District, Tamil Nadu, Krishnagiri, Tamil Nadu Pincode: 635109 | TL/MD/2024/000016 | 16-Aug-2024 | Orthopaedic implants Sterility Test as per ISO 11737-2 | Class B
NAWAL ANALYTICAL LABS INDIA PRIVATE LIMITED (PHARMA DIVISION) C-04, New SIDCO Industrial Estate, Sri Nagar, Hosur, Krishnagiri District, Tamil Nadu, Krishnagiri, Tamil Nadu Pincode: 635109 | TL/MD/2024/000016 | 16-Aug-2024 | Orthopaedic implants Sterility Test as per USP 46 chapter 71 | Class B
NAWAL ANALYTICAL LABS INDIA PRIVATE LIMITED (PHARMA DIVISION) C-04, New SIDCO Industrial Estate, Sri Nagar, Hosur, Krishnagiri District, Tamil Nadu, Krishnagiri, Tamil Nadu Pincode: 635109 | TL/MD/2024/000016 | 16-Aug-2024 | Surgical dressings Endotoxin Test as per IP volume 1 | Class B
NAWAL ANALYTICAL LABS INDIA PRIVATE LIMITED (PHARMA DIVISION) C-04, New SIDCO Industrial Estate, Sri Nagar, Hosur, Krishnagiri District, Tamil Nadu, Krishnagiri, Tamil Nadu Pincode: 635109 | TL/MD/2024/000016 | 16-Aug-2024 | Surgical dressings Sterility Test as per ISO 11737-2 | Class B
NAWAL ANALYTICAL LABS INDIA PRIVATE LIMITED (PHARMA DIVISION) C-04, New SIDCO Industrial Estate, Sri Nagar, Hosur, Krishnagiri District, Tamil Nadu, Krishnagiri, Tamil Nadu Pincode: 635109 | TL/MD/2024/000016 | 16-Aug-2024 | Surgical dressings Sterility Test as per USP 46 chapter 71 | Class B
NAWAL ANALYTICAL LABS INDIA PRIVATE LIMITED (PHARMA DIVISION) C-04, New SIDCO Industrial Estate, Sri Nagar, Hosur, Krishnagiri District, Tamil Nadu, Krishnagiri, Tamil Nadu Pincode: 635109 | TL/MD/2024/000016 | 16-Aug-2024 | Bone Cement Bioburden Test as per ISO 11737-1 | Class C
NAWAL ANALYTICAL LABS INDIA PRIVATE LIMITED (PHARMA DIVISION) C-04, New SIDCO Industrial Estate, Sri Nagar, Hosur, Krishnagiri District, Tamil Nadu, Krishnagiri, Tamil Nadu Pincode: 635109 | TL/MD/2024/000016 | 16-Aug-2024 | Catheters Endotoxin Test as per IP volume 1 | Class C
NAWAL ANALYTICAL LABS INDIA PRIVATE LIMITED (PHARMA DIVISION) C-04, New SIDCO Industrial Estate, Sri Nagar, Hosur, Krishnagiri District, Tamil Nadu, Krishnagiri, Tamil Nadu Pincode: 635109 | TL/MD/2024/000016 | 16-Aug-2024 | Catheters ETO Residual Testing as per ISO 10993-7 | Class C
NAWAL ANALYTICAL LABS INDIA PRIVATE LIMITED (PHARMA DIVISION) C-04, New SIDCO Industrial Estate, Sri Nagar, Hosur, Krishnagiri District, Tamil Nadu, Krishnagiri, Tamil Nadu Pincode: 635109 | TL/MD/2024/000016 | 16-Aug-2024 | Catheters Sterility Test as per ISO 11737-2 | Class C
NAWAL ANALYTICAL LABS INDIA PRIVATE LIMITED (PHARMA DIVISION) C-04, New SIDCO Industrial Estate, Sri Nagar, Hosur, Krishnagiri District, Tamil Nadu, Krishnagiri, Tamil Nadu Pincode: 635109 | TL/MD/2024/000016 | 16-Aug-2024 | Catheters Sterility Test as per USP 46 chapter 71 | Class C
NAWAL ANALYTICAL LABS INDIA PRIVATE LIMITED (PHARMA DIVISION) C-04, New SIDCO Industrial Estate, Sri Nagar, Hosur, Krishnagiri District, Tamil Nadu, Krishnagiri, Tamil Nadu Pincode: 635109 | TL/MD/2024/000016 | 16-Aug-2024 | Hypodermic Needles and syringes Endotoxin test as per IP volume-1 | Class C
NAWAL ANALYTICAL LABS INDIA PRIVATE LIMITED (PHARMA DIVISION) C-04, New SIDCO Industrial Estate, Sri Nagar, Hosur, Krishnagiri District, Tamil Nadu, Krishnagiri, Tamil Nadu Pincode: 635109 | TL/MD/2024/000016 | 16-Aug-2024 | Hypodermic Needles and syringes Endotoxin test as per USP 46 Chapter 85 | Class C
NAWAL ANALYTICAL LABS INDIA PRIVATE LIMITED (PHARMA DIVISION) C-04, New SIDCO Industrial Estate, Sri Nagar, Hosur, Krishnagiri District, Tamil Nadu, Krishnagiri, Tamil Nadu Pincode: 635109 | TL/MD/2024/000016 | 16-Aug-2024 | Hypodermic Needles and syringes ETO Residual Testing as per ISO 10993-7 | Class C
NAWAL ANALYTICAL LABS INDIA PRIVATE LIMITED (PHARMA DIVISION) C-04, New SIDCO Industrial Estate, Sri Nagar, Hosur, Krishnagiri District, Tamil Nadu, Krishnagiri, Tamil Nadu Pincode: 635109 | TL/MD/2024/000016 | 16-Aug-2024 | Hypodermic Needles and syringes Sterility Test as per ISO 11737-2 | Class C
NAWAL ANALYTICAL LABS INDIA PRIVATE LIMITED (PHARMA DIVISION) C-04, New SIDCO Industrial Estate, Sri Nagar, Hosur, Krishnagiri District, Tamil Nadu, Krishnagiri, Tamil Nadu Pincode: 635109 | TL/MD/2024/000016 | 16-Aug-2024 | Hypodermic Needles and syringes Sterility Test as per USP 46 chapter 71 | Class C
NAWAL ANALYTICAL LABS INDIA PRIVATE LIMITED (PHARMA DIVISION) C-04, New SIDCO Industrial Estate, Sri Nagar, Hosur, Krishnagiri District, Tamil Nadu, Krishnagiri, Tamil Nadu Pincode: 635109 | TL/MD/2024/000016 | 16-Aug-2024 | Internal Prosthetic replacements Endotoxin test as per IP volume-1 | Class C
NAWAL ANALYTICAL LABS INDIA PRIVATE LIMITED (PHARMA DIVISION) C-04, New SIDCO Industrial Estate, Sri Nagar, Hosur, Krishnagiri District, Tamil Nadu, Krishnagiri, Tamil Nadu Pincode: 635109 | TL/MD/2024/000016 | 16-Aug-2024 | Internal Prosthetic replacements Endotoxin test as per USP 46 chapter 85 | Class C
NAWAL ANALYTICAL LABS INDIA PRIVATE LIMITED (PHARMA DIVISION) C-04, New SIDCO Industrial Estate, Sri Nagar, Hosur, Krishnagiri District, Tamil Nadu, Krishnagiri, Tamil Nadu Pincode: 635109 | TL/MD/2024/000016 | 16-Aug-2024 | Internal Prosthetic replacements Sterility Test as per ISO 11737-2 | Class C
NAWAL ANALYTICAL LABS INDIA PRIVATE LIMITED (PHARMA DIVISION) C-04, New SIDCO Industrial Estate, Sri Nagar, Hosur, Krishnagiri District, Tamil Nadu, Krishnagiri, Tamil Nadu Pincode: 635109 | TL/MD/2024/000016 | 16-Aug-2024 | Internal Prosthetic replacements Sterility Test as per USP 46 chapter 71 | Class C
NAWAL ANALYTICAL LABS INDIA PRIVATE LIMITED (PHARMA DIVISION) C-04, New SIDCO Industrial Estate, Sri Nagar, Hosur, Krishnagiri District, Tamil Nadu, Krishnagiri, Tamil Nadu Pincode: 635109 | TL/MD/2024/000016 | 16-Aug-2024 | Intraocular Lens Endotoxin Test as per IP volume 1 | Class C
NAWAL ANALYTICAL LABS INDIA PRIVATE LIMITED (PHARMA DIVISION) C-04, New SIDCO Industrial Estate, Sri Nagar, Hosur, Krishnagiri District, Tamil Nadu, Krishnagiri, Tamil Nadu Pincode: 635109 | TL/MD/2024/000016 | 16-Aug-2024 | Intraocular Lens Endotoxin Test as per USP 46 Chapter 85 | Class C
NAWAL ANALYTICAL LABS INDIA PRIVATE LIMITED (PHARMA DIVISION) C-04, New SIDCO Industrial Estate, Sri Nagar, Hosur, Krishnagiri District, Tamil Nadu, Krishnagiri, Tamil Nadu Pincode: 635109 | TL/MD/2024/000016 | 16-Aug-2024 | Intraocular Lens ETO Residual Testing as per ISO 10993-7 | Class C
NAWAL ANALYTICAL LABS INDIA PRIVATE LIMITED (PHARMA DIVISION) C-04, New SIDCO Industrial Estate, Sri Nagar, Hosur, Krishnagiri District, Tamil Nadu, Krishnagiri, Tamil Nadu Pincode: 635109 | TL/MD/2024/000016 | 16-Aug-2024 | Intraocular Lens Sterility Test as per ISO 11737-2 | Class C
NAWAL ANALYTICAL LABS INDIA PRIVATE LIMITED (PHARMA DIVISION) C-04, New SIDCO Industrial Estate, Sri Nagar, Hosur, Krishnagiri District, Tamil Nadu, Krishnagiri, Tamil Nadu Pincode: 635109 | TL/MD/2024/000016 | 16-Aug-2024 | Intraocular Lens Sterility Test as per USP 46 chapter 71 | Class C
NAWAL ANALYTICAL LABS INDIA PRIVATE LIMITED (PHARMA DIVISION) C-04, New SIDCO Industrial Estate, Sri Nagar, Hosur, Krishnagiri District, Tamil Nadu, Krishnagiri, Tamil Nadu Pincode: 635109 | TL/MD/2024/000016 | 16-Aug-2024 | Orthopaedic implants Endotoxin Test as per IP volume 1 | Class C
NAWAL ANALYTICAL LABS INDIA PRIVATE LIMITED (PHARMA DIVISION) C-04, New SIDCO Industrial Estate, Sri Nagar, Hosur, Krishnagiri District, Tamil Nadu, Krishnagiri, Tamil Nadu Pincode: 635109 | TL/MD/2024/000016 | 16-Aug-2024 | Orthopaedic implants Sterility Test as per ISO 11737-2 | Class C
NAWAL ANALYTICAL LABS INDIA PRIVATE LIMITED (PHARMA DIVISION) C-04, New SIDCO Industrial Estate, Sri Nagar, Hosur, Krishnagiri District, Tamil Nadu, Krishnagiri, Tamil Nadu Pincode: 635109 | TL/MD/2024/000016 | 16-Aug-2024 | Orthopaedic implants Sterility Test as per USP 46 chapter 71 | Class C
NAWAL ANALYTICAL LABS INDIA PRIVATE LIMITED (PHARMA DIVISION) C-04, New SIDCO Industrial Estate, Sri Nagar, Hosur, Krishnagiri District, Tamil Nadu, Krishnagiri, Tamil Nadu Pincode: 635109 | TL/MD/2024/000016 | 16-Aug-2024 | Surgical dressings Endotoxin Test as per IP volume 1 | Class C
NAWAL ANALYTICAL LABS INDIA PRIVATE LIMITED (PHARMA DIVISION) C-04, New SIDCO Industrial Estate, Sri Nagar, Hosur, Krishnagiri District, Tamil Nadu, Krishnagiri, Tamil Nadu Pincode: 635109 | TL/MD/2024/000016 | 16-Aug-2024 | Surgical dressings Sterility Test as per ISO 11737-2 | Class C
NAWAL ANALYTICAL LABS INDIA PRIVATE LIMITED (PHARMA DIVISION) C-04, New SIDCO Industrial Estate, Sri Nagar, Hosur, Krishnagiri District, Tamil Nadu, Krishnagiri, Tamil Nadu Pincode: 635109 | TL/MD/2024/000016 | 16-Aug-2024 | Surgical dressings Sterility Test as per USP 46 chapter 71 | Class C
NAWAL ANALYTICAL LABS INDIA PRIVATE LIMITED (PHARMA DIVISION) C-04, New SIDCO Industrial Estate, Sri Nagar, Hosur, Krishnagiri District, Tamil Nadu, Krishnagiri, Tamil Nadu Pincode: 635109 | TL/MD/2024/000016 | 16-Aug-2024 | Catheters Endotoxin Test as per IP volume 1 | Class D
NAWAL ANALYTICAL LABS INDIA PRIVATE LIMITED (PHARMA DIVISION) C-04, New SIDCO Industrial Estate, Sri Nagar, Hosur, Krishnagiri District, Tamil Nadu, Krishnagiri, Tamil Nadu Pincode: 635109 | TL/MD/2024/000016 | 16-Aug-2024 | Catheters ETO Residual Testing as per ISO 10993-7 | Class D
NAWAL ANALYTICAL LABS INDIA PRIVATE LIMITED (PHARMA DIVISION) C-04, New SIDCO Industrial Estate, Sri Nagar, Hosur, Krishnagiri District, Tamil Nadu, Krishnagiri, Tamil Nadu Pincode: 635109 | TL/MD/2024/000016 | 16-Aug-2024 | Catheters Sterility Test as per ISO 11737-2 | Class D
NAWAL ANALYTICAL LABS INDIA PRIVATE LIMITED (PHARMA DIVISION) C-04, New SIDCO Industrial Estate, Sri Nagar, Hosur, Krishnagiri District, Tamil Nadu, Krishnagiri, Tamil Nadu Pincode: 635109 | TL/MD/2024/000016 | 16-Aug-2024 | Catheters Sterility Test as per USP 46 chapter 71 | Class D
NAWAL ANALYTICAL LABS INDIA PRIVATE LIMITED (PHARMA DIVISION) C-04, New SIDCO Industrial Estate, Sri Nagar, Hosur, Krishnagiri District, Tamil Nadu, Krishnagiri, Tamil Nadu Pincode: 635109 | TL/MD/2024/000016 | 16-Aug-2024 | Internal Prosthetic replacements Endotoxin test as per IP volume-1 | Class D
NAWAL ANALYTICAL LABS INDIA PRIVATE LIMITED (PHARMA DIVISION) C-04, New SIDCO Industrial Estate, Sri Nagar, Hosur, Krishnagiri District, Tamil Nadu, Krishnagiri, Tamil Nadu Pincode: 635109 | TL/MD/2024/000016 | 16-Aug-2024 | Internal Prosthetic replacements Endotoxin test as per USP 46 chapter 85 | Class D
NAWAL ANALYTICAL LABS INDIA PRIVATE LIMITED (PHARMA DIVISION) C-04, New SIDCO Industrial Estate, Sri Nagar, Hosur, Krishnagiri District, Tamil Nadu, Krishnagiri, Tamil Nadu Pincode: 635109 | TL/MD/2024/000016 | 16-Aug-2024 | Internal Prosthetic replacements Sterility Test as per ISO 11737-2 | Class D
NAWAL ANALYTICAL LABS INDIA PRIVATE LIMITED (PHARMA DIVISION) C-04, New SIDCO Industrial Estate, Sri Nagar, Hosur, Krishnagiri District, Tamil Nadu, Krishnagiri, Tamil Nadu Pincode: 635109 | TL/MD/2024/000016 | 16-Aug-2024 | Internal Prosthetic replacements Sterility Test as per USP 46 chapter 71 | Class D
NAWAL ANALYTICAL LABS INDIA PRIVATE LIMITED (PHARMA DIVISION) C-04, New SIDCO Industrial Estate, Sri Nagar, Hosur, Krishnagiri District, Tamil Nadu, Krishnagiri, Tamil Nadu Pincode: 635109 | TL/MD/2024/000016 | 16-Aug-2024 | Orthopaedic implants Endotoxin Test as per IP volume 1 | Class D
NAWAL ANALYTICAL LABS INDIA PRIVATE LIMITED (PHARMA DIVISION) C-04, New SIDCO Industrial Estate, Sri Nagar, Hosur, Krishnagiri District, Tamil Nadu, Krishnagiri, Tamil Nadu Pincode: 635109 | TL/MD/2024/000016 | 16-Aug-2024 | Orthopaedic implants Sterility Test as per ISO 11737-2 | Class D
NAWAL ANALYTICAL LABS INDIA PRIVATE LIMITED (PHARMA DIVISION) C-04, New SIDCO Industrial Estate, Sri Nagar, Hosur, Krishnagiri District, Tamil Nadu, Krishnagiri, Tamil Nadu Pincode: 635109 | TL/MD/2024/000016 | 16-Aug-2024 | Orthopaedic implants Sterility Test as per USP 46 chapter 71 | Class D
NAWAL ANALYTICAL LABS INDIA PRIVATE LIMITED (PHARMA DIVISION) C-04, New SIDCO Industrial Estate, Sri Nagar, Hosur, Krishnagiri District, Tamil Nadu, Krishnagiri, Tamil Nadu Pincode: 635109 | TL/MD/2024/000016 | 16-Aug-2024 | Surgical dressings Endotoxin Test as per IP volume 1 | Class D
NAWAL ANALYTICAL LABS INDIA PRIVATE LIMITED (PHARMA DIVISION) C-04, New SIDCO Industrial Estate, Sri Nagar, Hosur, Krishnagiri District, Tamil Nadu, Krishnagiri, Tamil Nadu Pincode: 635109 | TL/MD/2024/000016 | 16-Aug-2024 | Surgical dressings Sterility Test as per ISO 11737-2 | Class D
NAWAL ANALYTICAL LABS INDIA PRIVATE LIMITED (PHARMA DIVISION) C-04, New SIDCO Industrial Estate, Sri Nagar, Hosur, Krishnagiri District, Tamil Nadu, Krishnagiri, Tamil Nadu Pincode: 635109 | TL/MD/2024/000016 | 16-Aug-2024 | Surgical dressings Sterility Test as per USP 46 chapter 71 | Class D
NAWAL ANALYTICAL LABS INDIA PRIVATE LIMITED (PHARMA DIVISION) C-04, New SIDCO Industrial Estate, Sri Nagar, Hosur, Krishnagiri District, Tamil Nadu, Krishnagiri, Tamil Nadu Pincode: 635109 | TL/MD/2025/000009 | 05-May-2025 | Blood bags ECH Residual Testing as per ISO 10993-7 | Class A
NAWAL ANALYTICAL LABS INDIA PRIVATE LIMITED (PHARMA DIVISION) C-04, New SIDCO Industrial Estate, Sri Nagar, Hosur, Krishnagiri District, Tamil Nadu, Krishnagiri, Tamil Nadu Pincode: 635109 | TL/MD/2025/000009 | 05-May-2025 | Blood bags ETO Residual Testing as per ISO 10993-7 | Class A
NAWAL ANALYTICAL LABS INDIA PRIVATE LIMITED (PHARMA DIVISION) C-04, New SIDCO Industrial Estate, Sri Nagar, Hosur, Krishnagiri District, Tamil Nadu, Krishnagiri, Tamil Nadu Pincode: 635109 | TL/MD/2025/000009 | 05-May-2025 | Catheters ECH Residual Testing as per ISO 10993-7 | Class A
NAWAL ANALYTICAL LABS INDIA PRIVATE LIMITED (PHARMA DIVISION) C-04, New SIDCO Industrial Estate, Sri Nagar, Hosur, Krishnagiri District, Tamil Nadu, Krishnagiri, Tamil Nadu Pincode: 635109 | TL/MD/2025/000009 | 05-May-2025 | Catheters Endotoxin Test as per USP 46 Chapter 85 | Class A
NAWAL ANALYTICAL LABS INDIA PRIVATE LIMITED (PHARMA DIVISION) C-04, New SIDCO Industrial Estate, Sri Nagar, Hosur, Krishnagiri District, Tamil Nadu, Krishnagiri, Tamil Nadu Pincode: 635109 | TL/MD/2025/000009 | 05-May-2025 | Perfusion Sets (Disposal) ECH Residual Testing as per ISO 10993-7 | Class A
NAWAL ANALYTICAL LABS INDIA PRIVATE LIMITED (PHARMA DIVISION) C-04, New SIDCO Industrial Estate, Sri Nagar, Hosur, Krishnagiri District, Tamil Nadu, Krishnagiri, Tamil Nadu Pincode: 635109 | TL/MD/2025/000009 | 05-May-2025 | Perfusion Sets (Disposal) ETO Residual Testing as per ISO 10993-7 | Class A
NAWAL ANALYTICAL LABS INDIA PRIVATE LIMITED (PHARMA DIVISION) C-04, New SIDCO Industrial Estate, Sri Nagar, Hosur, Krishnagiri District, Tamil Nadu, Krishnagiri, Tamil Nadu Pincode: 635109 | TL/MD/2025/000009 | 05-May-2025 | Surgical Dressings ECH Residual Testing as per ISO 10993-7 | Class A
NAWAL ANALYTICAL LABS INDIA PRIVATE LIMITED (PHARMA DIVISION) C-04, New SIDCO Industrial Estate, Sri Nagar, Hosur, Krishnagiri District, Tamil Nadu, Krishnagiri, Tamil Nadu Pincode: 635109 | TL/MD/2025/000009 | 05-May-2025 | Surgical Dressings ETO Residual Testing as per ISO 10993-7 | Class A
NAWAL ANALYTICAL LABS INDIA PRIVATE LIMITED (PHARMA DIVISION) C-04, New SIDCO Industrial Estate, Sri Nagar, Hosur, Krishnagiri District, Tamil Nadu, Krishnagiri, Tamil Nadu Pincode: 635109 | TL/MD/2025/000009 | 05-May-2025 | All Surgical Products ECH Residual Testing as per ISO 10993-7 | Class B
NAWAL ANALYTICAL LABS INDIA PRIVATE LIMITED (PHARMA DIVISION) C-04, New SIDCO Industrial Estate, Sri Nagar, Hosur, Krishnagiri District, Tamil Nadu, Krishnagiri, Tamil Nadu Pincode: 635109 | TL/MD/2025/000009 | 05-May-2025 | All Surgical Products ETO Residual Testing as per ISO 10993-7 | Class B
NAWAL ANALYTICAL LABS INDIA PRIVATE LIMITED (PHARMA DIVISION) C-04, New SIDCO Industrial Estate, Sri Nagar, Hosur, Krishnagiri District, Tamil Nadu, Krishnagiri, Tamil Nadu Pincode: 635109 | TL/MD/2025/000009 | 05-May-2025 | All Types of Needles ECH Residual Testing as per ISO 10993-7 | Class B
NAWAL ANALYTICAL LABS INDIA PRIVATE LIMITED (PHARMA DIVISION) C-04, New SIDCO Industrial Estate, Sri Nagar, Hosur, Krishnagiri District, Tamil Nadu, Krishnagiri, Tamil Nadu Pincode: 635109 | TL/MD/2025/000009 | 05-May-2025 | All Types of Needles ETO Residual Testing as per ISO 10993-7 | Class B
NAWAL ANALYTICAL LABS INDIA PRIVATE LIMITED (PHARMA DIVISION) C-04, New SIDCO Industrial Estate, Sri Nagar, Hosur, Krishnagiri District, Tamil Nadu, Krishnagiri, Tamil Nadu Pincode: 635109 | TL/MD/2025/000009 | 05-May-2025 | Blood Transfusion sets ECH Residual Testing as per ISO 10993-7 | Class B
NAWAL ANALYTICAL LABS INDIA PRIVATE LIMITED (PHARMA DIVISION) C-04, New SIDCO Industrial Estate, Sri Nagar, Hosur, Krishnagiri District, Tamil Nadu, Krishnagiri, Tamil Nadu Pincode: 635109 | TL/MD/2025/000009 | 05-May-2025 | Blood Transfusion sets ETO Residual Testing as per ISO 10993-7 | Class B
NAWAL ANALYTICAL LABS INDIA PRIVATE LIMITED (PHARMA DIVISION) C-04, New SIDCO Industrial Estate, Sri Nagar, Hosur, Krishnagiri District, Tamil Nadu, Krishnagiri, Tamil Nadu Pincode: 635109 | TL/MD/2025/000009 | 05-May-2025 | Bone Related Accessories ECH Residual Testing as per ISO 10993-7 | Class B
NAWAL ANALYTICAL LABS INDIA PRIVATE LIMITED (PHARMA DIVISION) C-04, New SIDCO Industrial Estate, Sri Nagar, Hosur, Krishnagiri District, Tamil Nadu, Krishnagiri, Tamil Nadu Pincode: 635109 | TL/MD/2025/000009 | 05-May-2025 | Bone Related Accessories ETO Residual Testing as per ISO 10993-7 | Class B
NAWAL ANALYTICAL LABS INDIA PRIVATE LIMITED (PHARMA DIVISION) C-04, New SIDCO Industrial Estate, Sri Nagar, Hosur, Krishnagiri District, Tamil Nadu, Krishnagiri, Tamil Nadu Pincode: 635109 | TL/MD/2025/000009 | 05-May-2025 | Catheters ECH Residual Testing as per ISO 10993-7 | Class B
NAWAL ANALYTICAL LABS INDIA PRIVATE LIMITED (PHARMA DIVISION) C-04, New SIDCO Industrial Estate, Sri Nagar, Hosur, Krishnagiri District, Tamil Nadu, Krishnagiri, Tamil Nadu Pincode: 635109 | TL/MD/2025/000009 | 05-May-2025 | Catheters Endotoxin Test as per USP 46 Chapter 85 | Class B
NAWAL ANALYTICAL LABS INDIA PRIVATE LIMITED (PHARMA DIVISION) C-04, New SIDCO Industrial Estate, Sri Nagar, Hosur, Krishnagiri District, Tamil Nadu, Krishnagiri, Tamil Nadu Pincode: 635109 | TL/MD/2025/000009 | 05-May-2025 | Gastrointestinal Devices ECH Residual Testing as per ISO 10993-7 | Class B
NAWAL ANALYTICAL LABS INDIA PRIVATE LIMITED (PHARMA DIVISION) C-04, New SIDCO Industrial Estate, Sri Nagar, Hosur, Krishnagiri District, Tamil Nadu, Krishnagiri, Tamil Nadu Pincode: 635109 | TL/MD/2025/000009 | 05-May-2025 | Gastrointestinal Devices ETO Residual Testing as per ISO 10993-7 | Class B
NAWAL ANALYTICAL LABS INDIA PRIVATE LIMITED (PHARMA DIVISION) C-04, New SIDCO Industrial Estate, Sri Nagar, Hosur, Krishnagiri District, Tamil Nadu, Krishnagiri, Tamil Nadu Pincode: 635109 | TL/MD/2025/000009 | 05-May-2025 | Gynecological devices ECH Residual Testing as per ISO 10993-7 | Class B
NAWAL ANALYTICAL LABS INDIA PRIVATE LIMITED (PHARMA DIVISION) C-04, New SIDCO Industrial Estate, Sri Nagar, Hosur, Krishnagiri District, Tamil Nadu, Krishnagiri, Tamil Nadu Pincode: 635109 | TL/MD/2025/000009 | 05-May-2025 | Gynecological devices ETO Residual Testing as per ISO 10993-7 | Class B
NAWAL ANALYTICAL LABS INDIA PRIVATE LIMITED (PHARMA DIVISION) C-04, New SIDCO Industrial Estate, Sri Nagar, Hosur, Krishnagiri District, Tamil Nadu, Krishnagiri, Tamil Nadu Pincode: 635109 | TL/MD/2025/000009 | 05-May-2025 | Hypodermic Needles and syringes ECH Residual Testing as per ISO 10993-7 | Class B
NAWAL ANALYTICAL LABS INDIA PRIVATE LIMITED (PHARMA DIVISION) C-04, New SIDCO Industrial Estate, Sri Nagar, Hosur, Krishnagiri District, Tamil Nadu, Krishnagiri, Tamil Nadu Pincode: 635109 | TL/MD/2025/000009 | 05-May-2025 | IV sets and Cannula ECH Residual Testing as per ISO 10993-7 | Class B
NAWAL ANALYTICAL LABS INDIA PRIVATE LIMITED (PHARMA DIVISION) C-04, New SIDCO Industrial Estate, Sri Nagar, Hosur, Krishnagiri District, Tamil Nadu, Krishnagiri, Tamil Nadu Pincode: 635109 | TL/MD/2025/000009 | 05-May-2025 | IV sets and Cannula ETO Residual Testing as per ISO 10993-7 | Class B
NAWAL ANALYTICAL LABS INDIA PRIVATE LIMITED (PHARMA DIVISION) C-04, New SIDCO Industrial Estate, Sri Nagar, Hosur, Krishnagiri District, Tamil Nadu, Krishnagiri, Tamil Nadu Pincode: 635109 | TL/MD/2025/000009 | 05-May-2025 | Perfusion Sets (Disposal) ECH Residual Testing as per ISO 10993-7 | Class B
NAWAL ANALYTICAL LABS INDIA PRIVATE LIMITED (PHARMA DIVISION) C-04, New SIDCO Industrial Estate, Sri Nagar, Hosur, Krishnagiri District, Tamil Nadu, Krishnagiri, Tamil Nadu Pincode: 635109 | TL/MD/2025/000009 | 05-May-2025 | Perfusion Sets (Disposal) ETO Residual Testing as per ISO 10993-7 | Class B
NAWAL ANALYTICAL LABS INDIA PRIVATE LIMITED (PHARMA DIVISION) C-04, New SIDCO Industrial Estate, Sri Nagar, Hosur, Krishnagiri District, Tamil Nadu, Krishnagiri, Tamil Nadu Pincode: 635109 | TL/MD/2025/000009 | 05-May-2025 | Renal Dilator ECH Residual Testing as per ISO 10993-7 | Class B
NAWAL ANALYTICAL LABS INDIA PRIVATE LIMITED (PHARMA DIVISION) C-04, New SIDCO Industrial Estate, Sri Nagar, Hosur, Krishnagiri District, Tamil Nadu, Krishnagiri, Tamil Nadu Pincode: 635109 | TL/MD/2025/000009 | 05-May-2025 | Renal Dilator ETO Residual Testing as per ISO 10993-7 | Class B
NAWAL ANALYTICAL LABS INDIA PRIVATE LIMITED (PHARMA DIVISION) C-04, New SIDCO Industrial Estate, Sri Nagar, Hosur, Krishnagiri District, Tamil Nadu, Krishnagiri, Tamil Nadu Pincode: 635109 | TL/MD/2025/000009 | 05-May-2025 | Respiratory Devices ECH Residual Testing as per ISO 10993-7 | Class B
NAWAL ANALYTICAL LABS INDIA PRIVATE LIMITED (PHARMA DIVISION) C-04, New SIDCO Industrial Estate, Sri Nagar, Hosur, Krishnagiri District, Tamil Nadu, Krishnagiri, Tamil Nadu Pincode: 635109 | TL/MD/2025/000009 | 05-May-2025 | Respiratory Devices ETO Residual Testing as per ISO 10993-7 | Class B
NAWAL ANALYTICAL LABS INDIA PRIVATE LIMITED (PHARMA DIVISION) C-04, New SIDCO Industrial Estate, Sri Nagar, Hosur, Krishnagiri District, Tamil Nadu, Krishnagiri, Tamil Nadu Pincode: 635109 | TL/MD/2025/000009 | 05-May-2025 | Surgical Dressings ECH Residual Testing as per ISO 10993-7 | Class B
NAWAL ANALYTICAL LABS INDIA PRIVATE LIMITED (PHARMA DIVISION) C-04, New SIDCO Industrial Estate, Sri Nagar, Hosur, Krishnagiri District, Tamil Nadu, Krishnagiri, Tamil Nadu Pincode: 635109 | TL/MD/2025/000009 | 05-May-2025 | Surgical Dressings ETO Residual Testing as per ISO 10993-7 | Class B
NAWAL ANALYTICAL LABS INDIA PRIVATE LIMITED (PHARMA DIVISION) C-04, New SIDCO Industrial Estate, Sri Nagar, Hosur, Krishnagiri District, Tamil Nadu, Krishnagiri, Tamil Nadu Pincode: 635109 | TL/MD/2025/000009 | 05-May-2025 | Tubing Rings ECH Residual Testing as per ISO 10993-7 | Class B
NAWAL ANALYTICAL LABS INDIA PRIVATE LIMITED (PHARMA DIVISION) C-04, New SIDCO Industrial Estate, Sri Nagar, Hosur, Krishnagiri District, Tamil Nadu, Krishnagiri, Tamil Nadu Pincode: 635109 | TL/MD/2025/000009 | 05-May-2025 | Tubing Rings ETO Residual Testing as per ISO 10993-7 | Class B
NAWAL ANALYTICAL LABS INDIA PRIVATE LIMITED (PHARMA DIVISION) C-04, New SIDCO Industrial Estate, Sri Nagar, Hosur, Krishnagiri District, Tamil Nadu, Krishnagiri, Tamil Nadu Pincode: 635109 | TL/MD/2025/000009 | 05-May-2025 | Tubing Sets ECH Residual Testing as per ISO 10993-7 | Class B
NAWAL ANALYTICAL LABS INDIA PRIVATE LIMITED (PHARMA DIVISION) C-04, New SIDCO Industrial Estate, Sri Nagar, Hosur, Krishnagiri District, Tamil Nadu, Krishnagiri, Tamil Nadu Pincode: 635109 | TL/MD/2025/000009 | 05-May-2025 | Tubing Sets ETO Residual Testing as per ISO 10993-7 | Class B
NAWAL ANALYTICAL LABS INDIA PRIVATE LIMITED (PHARMA DIVISION) C-04, New SIDCO Industrial Estate, Sri Nagar, Hosur, Krishnagiri District, Tamil Nadu, Krishnagiri, Tamil Nadu Pincode: 635109 | TL/MD/2025/000009 | 05-May-2025 | All Surgical Products ECH Residual Testing as per ISO 10993-7 | Class C
NAWAL ANALYTICAL LABS INDIA PRIVATE LIMITED (PHARMA DIVISION) C-04, New SIDCO Industrial Estate, Sri Nagar, Hosur, Krishnagiri District, Tamil Nadu, Krishnagiri, Tamil Nadu Pincode: 635109 | TL/MD/2025/000009 | 05-May-2025 | All Surgical Products ETO Residual Testing as per ISO 10993-7 | Class C
NAWAL ANALYTICAL LABS INDIA PRIVATE LIMITED (PHARMA DIVISION) C-04, New SIDCO Industrial Estate, Sri Nagar, Hosur, Krishnagiri District, Tamil Nadu, Krishnagiri, Tamil Nadu Pincode: 635109 | TL/MD/2025/000009 | 05-May-2025 | All Types of Needles ECH Residual Testing as per ISO 10993-7 | Class C
NAWAL ANALYTICAL LABS INDIA PRIVATE LIMITED (PHARMA DIVISION) C-04, New SIDCO Industrial Estate, Sri Nagar, Hosur, Krishnagiri District, Tamil Nadu, Krishnagiri, Tamil Nadu Pincode: 635109 | TL/MD/2025/000009 | 05-May-2025 | All Types of Needles ETO Residual Testing as per ISO 10993-7 | Class C
NAWAL ANALYTICAL LABS INDIA PRIVATE LIMITED (PHARMA DIVISION) C-04, New SIDCO Industrial Estate, Sri Nagar, Hosur, Krishnagiri District, Tamil Nadu, Krishnagiri, Tamil Nadu Pincode: 635109 | TL/MD/2025/000009 | 05-May-2025 | Bone Related Accessories ECH Residual Testing as per ISO 10993-7 | Class C
NAWAL ANALYTICAL LABS INDIA PRIVATE LIMITED (PHARMA DIVISION) C-04, New SIDCO Industrial Estate, Sri Nagar, Hosur, Krishnagiri District, Tamil Nadu, Krishnagiri, Tamil Nadu Pincode: 635109 | TL/MD/2025/000009 | 05-May-2025 | Bone Related Accessories ETO Residual Testing as per ISO 10993-7 | Class C
NAWAL ANALYTICAL LABS INDIA PRIVATE LIMITED (PHARMA DIVISION) C-04, New SIDCO Industrial Estate, Sri Nagar, Hosur, Krishnagiri District, Tamil Nadu, Krishnagiri, Tamil Nadu Pincode: 635109 | TL/MD/2025/000009 | 05-May-2025 | Cardiovascular Devices ECH Residual Testing as per ISO 10993-7 | Class C
NAWAL ANALYTICAL LABS INDIA PRIVATE LIMITED (PHARMA DIVISION) C-04, New SIDCO Industrial Estate, Sri Nagar, Hosur, Krishnagiri District, Tamil Nadu, Krishnagiri, Tamil Nadu Pincode: 635109 | TL/MD/2025/000009 | 05-May-2025 | Cardiovascular Devices ETO Residual Testing as per ISO 10993-7 | Class C
NAWAL ANALYTICAL LABS INDIA PRIVATE LIMITED (PHARMA DIVISION) C-04, New SIDCO Industrial Estate, Sri Nagar, Hosur, Krishnagiri District, Tamil Nadu, Krishnagiri, Tamil Nadu Pincode: 635109 | TL/MD/2025/000009 | 05-May-2025 | Catheters ECH Residual Testing as per ISO 10993-7 | Class C
NAWAL ANALYTICAL LABS INDIA PRIVATE LIMITED (PHARMA DIVISION) C-04, New SIDCO Industrial Estate, Sri Nagar, Hosur, Krishnagiri District, Tamil Nadu, Krishnagiri, Tamil Nadu Pincode: 635109 | TL/MD/2025/000009 | 05-May-2025 | Catheters Endotoxin Test as per USP 46 Chapter 85 | Class C
NAWAL ANALYTICAL LABS INDIA PRIVATE LIMITED (PHARMA DIVISION) C-04, New SIDCO Industrial Estate, Sri Nagar, Hosur, Krishnagiri District, Tamil Nadu, Krishnagiri, Tamil Nadu Pincode: 635109 | TL/MD/2025/000009 | 05-May-2025 | Hypodermic Needles and syringes ECH Residual Testing as per ISO 10993-7 | Class C
NAWAL ANALYTICAL LABS INDIA PRIVATE LIMITED (PHARMA DIVISION) C-04, New SIDCO Industrial Estate, Sri Nagar, Hosur, Krishnagiri District, Tamil Nadu, Krishnagiri, Tamil Nadu Pincode: 635109 | TL/MD/2025/000009 | 05-May-2025 | Internal Prosthetic Replacements ECH Residual Testing as per ISO 10993-7 | Class C
NAWAL ANALYTICAL LABS INDIA PRIVATE LIMITED (PHARMA DIVISION) C-04, New SIDCO Industrial Estate, Sri Nagar, Hosur, Krishnagiri District, Tamil Nadu, Krishnagiri, Tamil Nadu Pincode: 635109 | TL/MD/2025/000009 | 05-May-2025 | Internal Prosthetic Replacements ETO Residual Testing as per ISO 10993-7 | Class C
NAWAL ANALYTICAL LABS INDIA PRIVATE LIMITED (PHARMA DIVISION) C-04, New SIDCO Industrial Estate, Sri Nagar, Hosur, Krishnagiri District, Tamil Nadu, Krishnagiri, Tamil Nadu Pincode: 635109 | TL/MD/2025/000009 | 05-May-2025 | Ocular Devices ECH Residual Testing as per ISO 10993-7 | Class C
NAWAL ANALYTICAL LABS INDIA PRIVATE LIMITED (PHARMA DIVISION) C-04, New SIDCO Industrial Estate, Sri Nagar, Hosur, Krishnagiri District, Tamil Nadu, Krishnagiri, Tamil Nadu Pincode: 635109 | TL/MD/2025/000009 | 05-May-2025 | Ocular Devices ETO Residual Testing as per ISO 10993-7 | Class C
NAWAL ANALYTICAL LABS INDIA PRIVATE LIMITED (PHARMA DIVISION) C-04, New SIDCO Industrial Estate, Sri Nagar, Hosur, Krishnagiri District, Tamil Nadu, Krishnagiri, Tamil Nadu Pincode: 635109 | TL/MD/2025/000009 | 05-May-2025 | Orthopedic Devices ECH Residual Testing as per ISO 10993-7 | Class C
NAWAL ANALYTICAL LABS INDIA PRIVATE LIMITED (PHARMA DIVISION) C-04, New SIDCO Industrial Estate, Sri Nagar, Hosur, Krishnagiri District, Tamil Nadu, Krishnagiri, Tamil Nadu Pincode: 635109 | TL/MD/2025/000009 | 05-May-2025 | Orthopedic Devices ETO Residual Testing as per ISO 10993-7 | Class C
NAWAL ANALYTICAL LABS INDIA PRIVATE LIMITED (PHARMA DIVISION) C-04, New SIDCO Industrial Estate, Sri Nagar, Hosur, Krishnagiri District, Tamil Nadu, Krishnagiri, Tamil Nadu Pincode: 635109 | TL/MD/2025/000009 | 05-May-2025 | Perfusion Sets (Disposal) ECH Residual Testing as per ISO 10993-7 | Class C
NAWAL ANALYTICAL LABS INDIA PRIVATE LIMITED (PHARMA DIVISION) C-04, New SIDCO Industrial Estate, Sri Nagar, Hosur, Krishnagiri District, Tamil Nadu, Krishnagiri, Tamil Nadu Pincode: 635109 | TL/MD/2025/000009 | 05-May-2025 | Perfusion Sets (Disposal) ETO Residual Testing as per ISO 10993-7 | Class C
NAWAL ANALYTICAL LABS INDIA PRIVATE LIMITED (PHARMA DIVISION) C-04, New SIDCO Industrial Estate, Sri Nagar, Hosur, Krishnagiri District, Tamil Nadu, Krishnagiri, Tamil Nadu Pincode: 635109 | TL/MD/2025/000009 | 05-May-2025 | Prosthetic Devices ECH Residual Testing as per ISO 10993-7 | Class C
NAWAL ANALYTICAL LABS INDIA PRIVATE LIMITED (PHARMA DIVISION) C-04, New SIDCO Industrial Estate, Sri Nagar, Hosur, Krishnagiri District, Tamil Nadu, Krishnagiri, Tamil Nadu Pincode: 635109 | TL/MD/2025/000009 | 05-May-2025 | Prosthetic Devices ETO Residual Testing as per ISO 10993-7 | Class C
NAWAL ANALYTICAL LABS INDIA PRIVATE LIMITED (PHARMA DIVISION) C-04, New SIDCO Industrial Estate, Sri Nagar, Hosur, Krishnagiri District, Tamil Nadu, Krishnagiri, Tamil Nadu Pincode: 635109 | TL/MD/2025/000009 | 05-May-2025 | Stents ECH Residual Testing as per ISO 10993-7 | Class C
NAWAL ANALYTICAL LABS INDIA PRIVATE LIMITED (PHARMA DIVISION) C-04, New SIDCO Industrial Estate, Sri Nagar, Hosur, Krishnagiri District, Tamil Nadu, Krishnagiri, Tamil Nadu Pincode: 635109 | TL/MD/2025/000009 | 05-May-2025 | Stents ETO Residual Testing as per ISO 10993-7 | Class C
NAWAL ANALYTICAL LABS INDIA PRIVATE LIMITED (PHARMA DIVISION) C-04, New SIDCO Industrial Estate, Sri Nagar, Hosur, Krishnagiri District, Tamil Nadu, Krishnagiri, Tamil Nadu Pincode: 635109 | TL/MD/2025/000009 | 05-May-2025 | Surgical Dressings ECH Residual Testing as per ISO 10993-7 | Class C
NAWAL ANALYTICAL LABS INDIA PRIVATE LIMITED (PHARMA DIVISION) C-04, New SIDCO Industrial Estate, Sri Nagar, Hosur, Krishnagiri District, Tamil Nadu, Krishnagiri, Tamil Nadu Pincode: 635109 | TL/MD/2025/000009 | 05-May-2025 | Surgical Dressings ETO Residual Testing as per ISO 10993-7 | Class C
NAWAL ANALYTICAL LABS INDIA PRIVATE LIMITED (PHARMA DIVISION) C-04, New SIDCO Industrial Estate, Sri Nagar, Hosur, Krishnagiri District, Tamil Nadu, Krishnagiri, Tamil Nadu Pincode: 635109 | TL/MD/2025/000009 | 05-May-2025 | All Surgical Products ECH Residual Testing as per ISO 10993-7 | Class D
NAWAL ANALYTICAL LABS INDIA PRIVATE LIMITED (PHARMA DIVISION) C-04, New SIDCO Industrial Estate, Sri Nagar, Hosur, Krishnagiri District, Tamil Nadu, Krishnagiri, Tamil Nadu Pincode: 635109 | TL/MD/2025/000009 | 05-May-2025 | All Surgical Products ETO Residual Testing as per ISO 10993-7 | Class D
NAWAL ANALYTICAL LABS INDIA PRIVATE LIMITED (PHARMA DIVISION) C-04, New SIDCO Industrial Estate, Sri Nagar, Hosur, Krishnagiri District, Tamil Nadu, Krishnagiri, Tamil Nadu Pincode: 635109 | TL/MD/2025/000009 | 05-May-2025 | Bone Related Accessories ECH Residual Testing as per ISO 10993-7 | Class D
NAWAL ANALYTICAL LABS INDIA PRIVATE LIMITED (PHARMA DIVISION) C-04, New SIDCO Industrial Estate, Sri Nagar, Hosur, Krishnagiri District, Tamil Nadu, Krishnagiri, Tamil Nadu Pincode: 635109 | TL/MD/2025/000009 | 05-May-2025 | Bone Related Accessories ETO Residual Testing as per ISO 10993-7 | Class D
NAWAL ANALYTICAL LABS INDIA PRIVATE LIMITED (PHARMA DIVISION) C-04, New SIDCO Industrial Estate, Sri Nagar, Hosur, Krishnagiri District, Tamil Nadu, Krishnagiri, Tamil Nadu Pincode: 635109 | TL/MD/2025/000009 | 05-May-2025 | Cardiovascular Devices ECH Residual Testing as per ISO 10993-7 | Class D
NAWAL ANALYTICAL LABS INDIA PRIVATE LIMITED (PHARMA DIVISION) C-04, New SIDCO Industrial Estate, Sri Nagar, Hosur, Krishnagiri District, Tamil Nadu, Krishnagiri, Tamil Nadu Pincode: 635109 | TL/MD/2025/000009 | 05-May-2025 | Cardiovascular Devices ETO Residual Testing as per ISO 10993-7 | Class D
NAWAL ANALYTICAL LABS INDIA PRIVATE LIMITED (PHARMA DIVISION) C-04, New SIDCO Industrial Estate, Sri Nagar, Hosur, Krishnagiri District, Tamil Nadu, Krishnagiri, Tamil Nadu Pincode: 635109 | TL/MD/2025/000009 | 05-May-2025 | Catheters ECH Residual Testing as per ISO 10993-7 | Class D
NAWAL ANALYTICAL LABS INDIA PRIVATE LIMITED (PHARMA DIVISION) C-04, New SIDCO Industrial Estate, Sri Nagar, Hosur, Krishnagiri District, Tamil Nadu, Krishnagiri, Tamil Nadu Pincode: 635109 | TL/MD/2025/000009 | 05-May-2025 | Catheters Endotoxin Test as per USP 46 Chapter 85 | Class D
NAWAL ANALYTICAL LABS INDIA PRIVATE LIMITED (PHARMA DIVISION) C-04, New SIDCO Industrial Estate, Sri Nagar, Hosur, Krishnagiri District, Tamil Nadu, Krishnagiri, Tamil Nadu Pincode: 635109 | TL/MD/2025/000009 | 05-May-2025 | Internal Prosthetic Replacements ECH Residual Testing as per ISO 10993-7 | Class D
NAWAL ANALYTICAL LABS INDIA PRIVATE LIMITED (PHARMA DIVISION) C-04, New SIDCO Industrial Estate, Sri Nagar, Hosur, Krishnagiri District, Tamil Nadu, Krishnagiri, Tamil Nadu Pincode: 635109 | TL/MD/2025/000009 | 05-May-2025 | Internal Prosthetic Replacements ETO Residual Testing as per ISO 10993-7 | Class D
NAWAL ANALYTICAL LABS INDIA PRIVATE LIMITED (PHARMA DIVISION) C-04, New SIDCO Industrial Estate, Sri Nagar, Hosur, Krishnagiri District, Tamil Nadu, Krishnagiri, Tamil Nadu Pincode: 635109 | TL/MD/2025/000009 | 05-May-2025 | Intraocular Devices ETO Residual Testing as per ISO 10993-7 | Class D
NAWAL ANALYTICAL LABS INDIA PRIVATE LIMITED (PHARMA DIVISION) C-04, New SIDCO Industrial Estate, Sri Nagar, Hosur, Krishnagiri District, Tamil Nadu, Krishnagiri, Tamil Nadu Pincode: 635109 | TL/MD/2025/000009 | 05-May-2025 | Intrauterine Devices ECH Residual Testing as per ISO 10993-7 | Class D
NAWAL ANALYTICAL LABS INDIA PRIVATE LIMITED (PHARMA DIVISION) C-04, New SIDCO Industrial Estate, Sri Nagar, Hosur, Krishnagiri District, Tamil Nadu, Krishnagiri, Tamil Nadu Pincode: 635109 | TL/MD/2025/000009 | 05-May-2025 | Intrauterine Devices ETO Residual Testing as per ISO 10993-7 | Class D
NAWAL ANALYTICAL LABS INDIA PRIVATE LIMITED (PHARMA DIVISION) C-04, New SIDCO Industrial Estate, Sri Nagar, Hosur, Krishnagiri District, Tamil Nadu, Krishnagiri, Tamil Nadu Pincode: 635109 | TL/MD/2025/000009 | 05-May-2025 | Neurological Devices ECH Residual Testing as per ISO 10993-7 | Class D
NAWAL ANALYTICAL LABS INDIA PRIVATE LIMITED (PHARMA DIVISION) C-04, New SIDCO Industrial Estate, Sri Nagar, Hosur, Krishnagiri District, Tamil Nadu, Krishnagiri, Tamil Nadu Pincode: 635109 | TL/MD/2025/000009 | 05-May-2025 | Neurological Devices ETO Residual Testing as per ISO 10993-7 | Class D
NAWAL ANALYTICAL LABS INDIA PRIVATE LIMITED (PHARMA DIVISION) C-04, New SIDCO Industrial Estate, Sri Nagar, Hosur, Krishnagiri District, Tamil Nadu, Krishnagiri, Tamil Nadu Pincode: 635109 | TL/MD/2025/000009 | 05-May-2025 | Perfusion Sets (Disposal) ECH Residual Testing as per ISO 10993-7 | Class D
NAWAL ANALYTICAL LABS INDIA PRIVATE LIMITED (PHARMA DIVISION) C-04, New SIDCO Industrial Estate, Sri Nagar, Hosur, Krishnagiri District, Tamil Nadu, Krishnagiri, Tamil Nadu Pincode: 635109 | TL/MD/2025/000009 | 05-May-2025 | Perfusion Sets (Disposal) ETO Residual Testing as per ISO 10993-7 | Class D
NAWAL ANALYTICAL LABS INDIA PRIVATE LIMITED (PHARMA DIVISION) C-04, New SIDCO Industrial Estate, Sri Nagar, Hosur, Krishnagiri District, Tamil Nadu, Krishnagiri, Tamil Nadu Pincode: 635109 | TL/MD/2025/000009 | 05-May-2025 | Prosthetic Devices ECH Residual Testing as per ISO 10993-7 | Class D
NAWAL ANALYTICAL LABS INDIA PRIVATE LIMITED (PHARMA DIVISION) C-04, New SIDCO Industrial Estate, Sri Nagar, Hosur, Krishnagiri District, Tamil Nadu, Krishnagiri, Tamil Nadu Pincode: 635109 | TL/MD/2025/000009 | 05-May-2025 | Prosthetic Devices ETO Residual Testing as per ISO 10993-7 | Class D
NAWAL ANALYTICAL LABS INDIA PRIVATE LIMITED (PHARMA DIVISION) C-04, New SIDCO Industrial Estate, Sri Nagar, Hosur, Krishnagiri District, Tamil Nadu, Krishnagiri, Tamil Nadu Pincode: 635109 | TL/MD/2025/000009 | 05-May-2025 | Stents ECH Residual Testing as per ISO 10993-7 | Class D
NAWAL ANALYTICAL LABS INDIA PRIVATE LIMITED (PHARMA DIVISION) C-04, New SIDCO Industrial Estate, Sri Nagar, Hosur, Krishnagiri District, Tamil Nadu, Krishnagiri, Tamil Nadu Pincode: 635109 | TL/MD/2025/000009 | 05-May-2025 | Stents ETO Residual Testing as per ISO 10993-7 | Class D
NAWAL ANALYTICAL LABS INDIA PRIVATE LIMITED (PHARMA DIVISION) C-04, New SIDCO Industrial Estate, Sri Nagar, Hosur, Krishnagiri District, Tamil Nadu, Krishnagiri, Tamil Nadu Pincode: 635109 | TL/MD/2025/000009 | 05-May-2025 | Urological Devices ECH Residual Testing as per ISO 10993-7 | Class D
NAWAL ANALYTICAL LABS INDIA PRIVATE LIMITED (PHARMA DIVISION) C-04, New SIDCO Industrial Estate, Sri Nagar, Hosur, Krishnagiri District, Tamil Nadu, Krishnagiri, Tamil Nadu Pincode: 635109 | TL/MD/2025/000009 | 05-May-2025 | Urological Devices ETO Residual Testing as per ISO 10993-7 | Class D
Nemko India (Test Lab) Pvt. Ltd. Plot no. 193, Sector-68, IMT Faridabad, Faridabad, Haryana Pincode: 121004 | TL/MD/2023/000014 | 10-Nov-2023 | In vitro diagnostic (IVD) medical equipment on Medical electrical equipment as per IEC 61010-2-101 | Class A
Nemko India (Test Lab) Pvt. Ltd. Plot no. 193, Sector-68, IMT Faridabad, Faridabad, Haryana Pincode: 121004 | TL/MD/2023/000014 | 10-Nov-2023 | Medical electrical equipment as per IS 13450/IEC 60601-1 | Class A
Nemko India (Test Lab) Pvt. Ltd. Plot no. 193, Sector-68, IMT Faridabad, Faridabad, Haryana Pincode: 121004 | TL/MD/2023/000014 | 10-Nov-2023 | Medical electrical equipment, CONDUCTED EMISSION TEST as per CISPR 11, CISPR 32, BS EN 55032, BS EN 55011, IEC 60601-1-2, IS 13450-1-2, IS 6873- Part 4 | Class A
Nemko India (Test Lab) Pvt. Ltd. Plot no. 193, Sector-68, IMT Faridabad, Faridabad, Haryana Pincode: 121004 | TL/MD/2023/000014 | 10-Nov-2023 | Medical electrical equipment, CONDUCTED RF SUSCEPTIBILITY TEST as per IEC/EN 61000-4-6, IS 14700- Part 4- Sec 6 IEC 60601-1-2 | Class A
Nemko India (Test Lab) Pvt. Ltd. Plot no. 193, Sector-68, IMT Faridabad, Faridabad, Haryana Pincode: 121004 | TL/MD/2023/000014 | 10-Nov-2023 | Medical electrical equipment, ELECTRICAL FAST TRANSIENT (EFT)/ BURST IMMUNITY TEST as per IEC/EN 61000-4-4, IS 14700-4-4, IEC 60601-1-2 | Class A
Nemko India (Test Lab) Pvt. Ltd. Plot no. 193, Sector-68, IMT Faridabad, Faridabad, Haryana Pincode: 121004 | TL/MD/2023/000014 | 10-Nov-2023 | Medical electrical equipment, ELECTROSTATIC DISCHARGE TEST (ESD) as per IEC/EN 61000-4-2, IS 14700- Part 4- Sec 2, IEC 60601-1-2 | Class A
Nemko India (Test Lab) Pvt. Ltd. Plot no. 193, Sector-68, IMT Faridabad, Faridabad, Haryana Pincode: 121004 | TL/MD/2023/000014 | 10-Nov-2023 | Medical electrical equipment, EMC testing on In vitro diagnostic (IVD) medical as per IEC/EN 61326-1 | Class A
Nemko India (Test Lab) Pvt. Ltd. Plot no. 193, Sector-68, IMT Faridabad, Faridabad, Haryana Pincode: 121004 | TL/MD/2023/000014 | 10-Nov-2023 | Medical electrical equipment, General requirements for basic safety and essential performance, Electromagnetic disturbances, Requirements and tests as per IEC/EN 60601-1-2, IS 13450-1-2 | Class A
Nemko India (Test Lab) Pvt. Ltd. Plot no. 193, Sector-68, IMT Faridabad, Faridabad, Haryana Pincode: 121004 | TL/MD/2023/000014 | 10-Nov-2023 | Medical electrical equipment, HARMONIC CURRENT EMISSION TEST as per IEC/EN 61000-3-2, IEC 60601-1-2, IS 14700- Part 3- Sec 2 | Class A
Nemko India (Test Lab) Pvt. Ltd. Plot no. 193, Sector-68, IMT Faridabad, Faridabad, Haryana Pincode: 121004 | TL/MD/2023/000014 | 10-Nov-2023 | Medical electrical equipment, POWER FREQUENCY MAGNETIC FIELD IMMUNITY TEST as per IEC/EN 61000-4-8, IS 14700- Part 4-Sec 8, IEC 60601-1-2 | Class A
Nemko India (Test Lab) Pvt. Ltd. Plot no. 193, Sector-68, IMT Faridabad, Faridabad, Haryana Pincode: 121004 | TL/MD/2023/000014 | 10-Nov-2023 | Medical electrical equipment, RADIATED EMISSION TEST as per CISPR 11, CISPR 32, BS EN 55032, BS EN 55011, IEC 60601-1-2, IS 13450-1-2, IS 6873- Part 4 | Class A
Nemko India (Test Lab) Pvt. Ltd. Plot no. 193, Sector-68, IMT Faridabad, Faridabad, Haryana Pincode: 121004 | TL/MD/2023/000014 | 10-Nov-2023 | Medical electrical equipment, RF RADIATED SUSCEPTIBILITY TEST as per IEC 61000-4-3, BS EN 61000-4-3, IS 14700- Part 4-Sec 3, IEC 60601-1-2 | Class A
Nemko India (Test Lab) Pvt. Ltd. Plot no. 193, Sector-68, IMT Faridabad, Faridabad, Haryana Pincode: 121004 | TL/MD/2023/000014 | 10-Nov-2023 | Medical electrical equipment, SURGE IMMUNITY TEST as per IEC/EN 61000-4-5, IS 14700- Part 4- Sec 5, IEC 60601-1-2 | Class A
Nemko India (Test Lab) Pvt. Ltd. Plot no. 193, Sector-68, IMT Faridabad, Faridabad, Haryana Pincode: 121004 | TL/MD/2023/000014 | 10-Nov-2023 | Medical electrical equipment, VOLTAGE DIPS, SHORT INTERRUPTIONS AND VOLTAGE VARIATIONS IMMUNITY TEST as per IEC/EN 61000-4-11, IS 14700- Part 4- Sec 11, IEC 60601-1-2 | Class A
Nemko India (Test Lab) Pvt. Ltd. Plot no. 193, Sector-68, IMT Faridabad, Faridabad, Haryana Pincode: 121004 | TL/MD/2023/000014 | 10-Nov-2023 | Medical electrical equipment, VOLTAGE FLUCTUATIONS AND FLICKER as per IEC/EN 61000-3-3, IS 14700- Part 3- Sec 3, IEC 60601-1-2 | Class A
Nemko India (Test Lab) Pvt. Ltd. Plot no. 193, Sector-68, IMT Faridabad, Faridabad, Haryana Pincode: 121004 | TL/MD/2023/000014 | 10-Nov-2023 | In vitro diagnostic (IVD) medical equipment on Medical electrical equipment as per IEC 61010-2-101 | Class B
Nemko India (Test Lab) Pvt. Ltd. Plot no. 193, Sector-68, IMT Faridabad, Faridabad, Haryana Pincode: 121004 | TL/MD/2023/000014 | 10-Nov-2023 | Medical electrical equipment as per IS 13450/IEC 60601-1 | Class B
Nemko India (Test Lab) Pvt. Ltd. Plot no. 193, Sector-68, IMT Faridabad, Faridabad, Haryana Pincode: 121004 | TL/MD/2023/000014 | 10-Nov-2023 | Medical electrical equipment, CONDUCTED EMISSION TEST as per CISPR 11, CISPR 32, BS EN 55032, BS EN 55011, IEC 60601-1-2, IS 13450-1-2, IS 6873- Part 4 | Class B
Nemko India (Test Lab) Pvt. Ltd. Plot no. 193, Sector-68, IMT Faridabad, Faridabad, Haryana Pincode: 121004 | TL/MD/2023/000014 | 10-Nov-2023 | Medical electrical equipment, CONDUCTED RF SUSCEPTIBILITY TEST as per IEC/EN 61000-4-6, IS 14700- Part 4- Sec 6 IEC 60601-1-2 | Class B
Nemko India (Test Lab) Pvt. Ltd. Plot no. 193, Sector-68, IMT Faridabad, Faridabad, Haryana Pincode: 121004 | TL/MD/2023/000014 | 10-Nov-2023 | Medical electrical equipment, ELECTRICAL FAST TRANSIENT (EFT)/ BURST IMMUNITY TEST as per IEC/EN 61000-4-4, IS 14700-4-4, IEC 60601-1-2 | Class B
Nemko India (Test Lab) Pvt. Ltd. Plot no. 193, Sector-68, IMT Faridabad, Faridabad, Haryana Pincode: 121004 | TL/MD/2023/000014 | 10-Nov-2023 | Medical electrical equipment, ELECTROSTATIC DISCHARGE TEST (ESD) as per IEC/EN 61000-4-2, IS 14700- Part 4- Sec 2, IEC 60601-1-2 | Class B
Nemko India (Test Lab) Pvt. Ltd. Plot no. 193, Sector-68, IMT Faridabad, Faridabad, Haryana Pincode: 121004 | TL/MD/2023/000014 | 10-Nov-2023 | Medical electrical equipment, EMC testing on In vitro diagnostic (IVD) medical as per IEC/EN 61326-1 | Class B
Nemko India (Test Lab) Pvt. Ltd. Plot no. 193, Sector-68, IMT Faridabad, Faridabad, Haryana Pincode: 121004 | TL/MD/2023/000014 | 10-Nov-2023 | Medical electrical equipment, General requirements for basic safety and essential performance, Electromagnetic disturbances, Requirements and tests as per IEC/EN 60601-1-2, IS 13450-1-2 | Class B
Nemko India (Test Lab) Pvt. Ltd. Plot no. 193, Sector-68, IMT Faridabad, Faridabad, Haryana Pincode: 121004 | TL/MD/2023/000014 | 10-Nov-2023 | Medical electrical equipment, HARMONIC CURRENT EMISSION TEST as per IEC/EN 61000-3-2, IEC 60601-1-2, IS 14700- Part 3- Sec 2 | Class B
Nemko India (Test Lab) Pvt. Ltd. Plot no. 193, Sector-68, IMT Faridabad, Faridabad, Haryana Pincode: 121004 | TL/MD/2023/000014 | 10-Nov-2023 | Medical electrical equipment, POWER FREQUENCY MAGNETIC FIELD IMMUNITY TEST as per IEC/EN 61000-4-8, IS 14700- Part 4-Sec 8, IEC 60601-1-2 | Class B
Nemko India (Test Lab) Pvt. Ltd. Plot no. 193, Sector-68, IMT Faridabad, Faridabad, Haryana Pincode: 121004 | TL/MD/2023/000014 | 10-Nov-2023 | Medical electrical equipment, RADIATED EMISSION TEST as per CISPR 11, CISPR 32, BS EN 55032, BS EN 55011, IEC 60601-1-2, IS 13450-1-2, IS 6873- Part 4 | Class B
Nemko India (Test Lab) Pvt. Ltd. Plot no. 193, Sector-68, IMT Faridabad, Faridabad, Haryana Pincode: 121004 | TL/MD/2023/000014 | 10-Nov-2023 | Medical electrical equipment, RF RADIATED SUSCEPTIBILITY TEST as per IEC 61000-4-3, BS EN 61000-4-3, IS 14700- Part 4-Sec 3, IEC 60601-1-2 | Class B
Nemko India (Test Lab) Pvt. Ltd. Plot no. 193, Sector-68, IMT Faridabad, Faridabad, Haryana Pincode: 121004 | TL/MD/2023/000014 | 10-Nov-2023 | Medical electrical equipment, SURGE IMMUNITY TEST as per IEC/EN 61000-4-5, IS 14700- Part 4- Sec 5, IEC 60601-1-2 | Class B
Nemko India (Test Lab) Pvt. Ltd. Plot no. 193, Sector-68, IMT Faridabad, Faridabad, Haryana Pincode: 121004 | TL/MD/2023/000014 | 10-Nov-2023 | Medical electrical equipment, VOLTAGE DIPS, SHORT INTERRUPTIONS AND VOLTAGE VARIATIONS IMMUNITY TEST as per IEC/EN 61000-4-11, IS 14700- Part 4- Sec 11, IEC 60601-1-2 | Class B
Nemko India (Test Lab) Pvt. Ltd. Plot no. 193, Sector-68, IMT Faridabad, Faridabad, Haryana Pincode: 121004 | TL/MD/2023/000014 | 10-Nov-2023 | Medical electrical equipment, VOLTAGE FLUCTUATIONS AND FLICKER as per IEC/EN 61000-3-3, IS 14700- Part 3- Sec 3, IEC 60601-1-2 | Class B
Nemko India (Test Lab) Pvt. Ltd. Plot no. 193, Sector-68, IMT Faridabad, Faridabad, Haryana Pincode: 121004 | TL/MD/2023/000014 | 10-Nov-2023 | In vitro diagnostic (IVD) medical equipment on Medical electrical equipment as per IEC 61010-2-101 | Class C
Nemko India (Test Lab) Pvt. Ltd. Plot no. 193, Sector-68, IMT Faridabad, Faridabad, Haryana Pincode: 121004 | TL/MD/2023/000014 | 10-Nov-2023 | Medical electrical equipment as per IS 13450/IEC 60601-1 | Class C
Nemko India (Test Lab) Pvt. Ltd. Plot no. 193, Sector-68, IMT Faridabad, Faridabad, Haryana Pincode: 121004 | TL/MD/2023/000014 | 10-Nov-2023 | Medical electrical equipment, CONDUCTED EMISSION TEST as per CISPR 11, CISPR 32, BS EN 55032, BS EN 55011, IEC 60601-1-2, IS 13450-1-2, IS 6873- Part 4 | Class C
Nemko India (Test Lab) Pvt. Ltd. Plot no. 193, Sector-68, IMT Faridabad, Faridabad, Haryana Pincode: 121004 | TL/MD/2023/000014 | 10-Nov-2023 | Medical electrical equipment, CONDUCTED RF SUSCEPTIBILITY TEST as per IEC/EN 61000-4-6, IS 14700- Part 4- Sec 6 IEC 60601-1-2 | Class C
Nemko India (Test Lab) Pvt. Ltd. Plot no. 193, Sector-68, IMT Faridabad, Faridabad, Haryana Pincode: 121004 | TL/MD/2023/000014 | 10-Nov-2023 | Medical electrical equipment, ELECTRICAL FAST TRANSIENT (EFT)/ BURST IMMUNITY TEST as per IEC/EN 61000-4-4, IS 14700-4-4, IEC 60601-1-2 | Class C
Nemko India (Test Lab) Pvt. Ltd. Plot no. 193, Sector-68, IMT Faridabad, Faridabad, Haryana Pincode: 121004 | TL/MD/2023/000014 | 10-Nov-2023 | Medical electrical equipment, ELECTROSTATIC DISCHARGE TEST (ESD) as per IEC/EN 61000-4-2, IS 14700- Part 4- Sec 2, IEC 60601-1-2 | Class C
Nemko India (Test Lab) Pvt. Ltd. Plot no. 193, Sector-68, IMT Faridabad, Faridabad, Haryana Pincode: 121004 | TL/MD/2023/000014 | 10-Nov-2023 | Medical electrical equipment, EMC testing on In vitro diagnostic (IVD) medical as per IEC/EN 61326-1 | Class C
Nemko India (Test Lab) Pvt. Ltd. Plot no. 193, Sector-68, IMT Faridabad, Faridabad, Haryana Pincode: 121004 | TL/MD/2023/000014 | 10-Nov-2023 | Medical electrical equipment, General requirements for basic safety and essential performance, Electromagnetic disturbances, Requirements and tests as per IEC/EN 60601-1-2, IS 13450-1-2 | Class C
Nemko India (Test Lab) Pvt. Ltd. Plot no. 193, Sector-68, IMT Faridabad, Faridabad, Haryana Pincode: 121004 | TL/MD/2023/000014 | 10-Nov-2023 | Medical electrical equipment, HARMONIC CURRENT EMISSION TEST as per IEC/EN 61000-3-2, IEC 60601-1-2, IS 14700- Part 3- Sec 2 | Class C
Nemko India (Test Lab) Pvt. Ltd. Plot no. 193, Sector-68, IMT Faridabad, Faridabad, Haryana Pincode: 121004 | TL/MD/2023/000014 | 10-Nov-2023 | Medical electrical equipment, POWER FREQUENCY MAGNETIC FIELD IMMUNITY TEST as per IEC/EN 61000-4-8, IS 14700- Part 4-Sec 8, IEC 60601-1-2 | Class C
Nemko India (Test Lab) Pvt. Ltd. Plot no. 193, Sector-68, IMT Faridabad, Faridabad, Haryana Pincode: 121004 | TL/MD/2023/000014 | 10-Nov-2023 | Medical electrical equipment, RADIATED EMISSION TEST as per CISPR 11, CISPR 32, BS EN 55032, BS EN 55011, IEC 60601-1-2, IS 13450-1-2, IS 6873- Part 4 | Class C
Nemko India (Test Lab) Pvt. Ltd. Plot no. 193, Sector-68, IMT Faridabad, Faridabad, Haryana Pincode: 121004 | TL/MD/2023/000014 | 10-Nov-2023 | Medical electrical equipment, RF RADIATED SUSCEPTIBILITY TEST as per IEC 61000-4-3, BS EN 61000-4-3, IS 14700- Part 4-Sec 3, IEC 60601-1-2 | Class C
Nemko India (Test Lab) Pvt. Ltd. Plot no. 193, Sector-68, IMT Faridabad, Faridabad, Haryana Pincode: 121004 | TL/MD/2023/000014 | 10-Nov-2023 | Medical electrical equipment, SURGE IMMUNITY TEST as per IEC/EN 61000-4-5, IS 14700- Part 4- Sec 5, IEC 60601-1-2 | Class C
Nemko India (Test Lab) Pvt. Ltd. Plot no. 193, Sector-68, IMT Faridabad, Faridabad, Haryana Pincode: 121004 | TL/MD/2023/000014 | 10-Nov-2023 | Medical electrical equipment, VOLTAGE DIPS, SHORT INTERRUPTIONS AND VOLTAGE VARIATIONS IMMUNITY TEST as per IEC/EN 61000-4-11, IS 14700- Part 4- Sec 11, IEC 60601-1-2 | Class C
Nemko India (Test Lab) Pvt. Ltd. Plot no. 193, Sector-68, IMT Faridabad, Faridabad, Haryana Pincode: 121004 | TL/MD/2023/000014 | 10-Nov-2023 | Medical electrical equipment, VOLTAGE FLUCTUATIONS AND FLICKER as per IEC/EN 61000-3-3, IS 14700- Part 3- Sec 3, IEC 60601-1-2 | Class C
Nemko India (Test Lab) Pvt. Ltd. Plot no. 193, Sector-68, IMT Faridabad, Faridabad, Haryana Pincode: 121004 | TL/MD/2023/000014 | 10-Nov-2023 | Medical electrical equipment, CONDUCTED EMISSION TEST as per CISPR 11, CISPR 32, BS EN 55032, BS EN 55011, IEC 60601-1-2, IS 13450-1-2, IS 6873- Part 4 | Class D
Nemko India (Test Lab) Pvt. Ltd. Plot no. 193, Sector-68, IMT Faridabad, Faridabad, Haryana Pincode: 121004 | TL/MD/2023/000014 | 10-Nov-2023 | Medical electrical equipment, CONDUCTED RF SUSCEPTIBILITY TEST as per IEC/EN 61000-4-6, IS 14700- Part 4- Sec 6 IEC 60601-1-2 | Class D
Nemko India (Test Lab) Pvt. Ltd. Plot no. 193, Sector-68, IMT Faridabad, Faridabad, Haryana Pincode: 121004 | TL/MD/2023/000014 | 10-Nov-2023 | Medical electrical equipment, ELECTRICAL FAST TRANSIENT (EFT)/ BURST IMMUNITY TEST as per IEC/EN 61000-4-4, IS 14700-4-4, IEC 60601-1-2 | Class D
Nemko India (Test Lab) Pvt. Ltd. Plot no. 193, Sector-68, IMT Faridabad, Faridabad, Haryana Pincode: 121004 | TL/MD/2023/000014 | 10-Nov-2023 | Medical electrical equipment, ELECTROSTATIC DISCHARGE TEST (ESD) as per IEC/EN 61000-4-2, IS 14700- Part 4- Sec 2, IEC 60601-1-2 | Class D
Nemko India (Test Lab) Pvt. Ltd. Plot no. 193, Sector-68, IMT Faridabad, Faridabad, Haryana Pincode: 121004 | TL/MD/2023/000014 | 10-Nov-2023 | Medical electrical equipment, EMC testing on In vitro diagnostic (IVD) medical as per IEC/EN 61326-1 | Class D
Nemko India (Test Lab) Pvt. Ltd. Plot no. 193, Sector-68, IMT Faridabad, Faridabad, Haryana Pincode: 121004 | TL/MD/2023/000014 | 10-Nov-2023 | Medical electrical equipment, General requirements for basic safety and essential performance, Electromagnetic disturbances, Requirements and tests as per IEC/EN 60601-1-2, IS 13450-1-2 | Class D
Nemko India (Test Lab) Pvt. Ltd. Plot no. 193, Sector-68, IMT Faridabad, Faridabad, Haryana Pincode: 121004 | TL/MD/2023/000014 | 10-Nov-2023 | Medical electrical equipment, HARMONIC CURRENT EMISSION TEST as per IEC/EN 61000-3-2, IEC 60601-1-2, IS 14700- Part 3- Sec 2 | Class D
Nemko India (Test Lab) Pvt. Ltd. Plot no. 193, Sector-68, IMT Faridabad, Faridabad, Haryana Pincode: 121004 | TL/MD/2023/000014 | 10-Nov-2023 | Medical electrical equipment, POWER FREQUENCY MAGNETIC FIELD IMMUNITY TEST as per IEC/EN 61000-4-8, IS 14700- Part 4-Sec 8, IEC 60601-1-2 | Class D
Nemko India (Test Lab) Pvt. Ltd. Plot no. 193, Sector-68, IMT Faridabad, Faridabad, Haryana Pincode: 121004 | TL/MD/2023/000014 | 10-Nov-2023 | Medical electrical equipment, RADIATED EMISSION TEST as per CISPR 11, CISPR 32, BS EN 55032, BS EN 55011, IEC 60601-1-2, IS 13450-1-2, IS 6873- Part 4 | Class D
Nemko India (Test Lab) Pvt. Ltd. Plot no. 193, Sector-68, IMT Faridabad, Faridabad, Haryana Pincode: 121004 | TL/MD/2023/000014 | 10-Nov-2023 | Medical electrical equipment, RF RADIATED SUSCEPTIBILITY TEST as per IEC 61000-4-3, BS EN 61000-4-3, IS 14700- Part 4-Sec 3, IEC 60601-1-2 | Class D
Nemko India (Test Lab) Pvt. Ltd. Plot no. 193, Sector-68, IMT Faridabad, Faridabad, Haryana Pincode: 121004 | TL/MD/2023/000014 | 10-Nov-2023 | Medical electrical equipment, SURGE IMMUNITY TEST as per IEC/EN 61000-4-5, IS 14700- Part 4- Sec 5, IEC 60601-1-2 | Class D
Nemko India (Test Lab) Pvt. Ltd. Plot no. 193, Sector-68, IMT Faridabad, Faridabad, Haryana Pincode: 121004 | TL/MD/2023/000014 | 10-Nov-2023 | Medical electrical equipment, VOLTAGE DIPS, SHORT INTERRUPTIONS AND VOLTAGE VARIATIONS IMMUNITY TEST as per IEC/EN 61000-4-11, IS 14700- Part 4- Sec 11, IEC 60601-1-2 | Class D
Nemko India (Test Lab) Pvt. Ltd. Plot no. 193, Sector-68, IMT Faridabad, Faridabad, Haryana Pincode: 121004 | TL/MD/2023/000014 | 10-Nov-2023 | Medical electrical equipment, VOLTAGE FLUCTUATIONS AND FLICKER as per IEC/EN 61000-3-3, IS 14700- Part 3- Sec 3, IEC 60601-1-2 | Class D
Ninkilim Life Sciences Private Limited 553P,YALADALU VILLAGE, PHASE 2, SIDCO INDUSTRIAL AREA,VASANTHANARASAPURA INDUSTRIAL AREA TUMKUR KARNATAKA INDIA, Tumakuru (Tumkur), Karnataka Pincode: 572128 | TL/MD/2024/000014 | 01-Aug-2024 | Bandages ISO 10993 Part 10, 2021(Buehler Test) | Class A
Ninkilim Life Sciences Private Limited 553P,YALADALU VILLAGE, PHASE 2, SIDCO INDUSTRIAL AREA,VASANTHANARASAPURA INDUSTRIAL AREA TUMKUR KARNATAKA INDIA, Tumakuru (Tumkur), Karnataka Pincode: 572128 | TL/MD/2024/000014 | 01-Aug-2024 | Bandages ISO 10993 PART 10, 2021 (Guinea Pig Maximization Test) | Class A
Ninkilim Life Sciences Private Limited 553P,YALADALU VILLAGE, PHASE 2, SIDCO INDUSTRIAL AREA,VASANTHANARASAPURA INDUSTRIAL AREA TUMKUR KARNATAKA INDIA, Tumakuru (Tumkur), Karnataka Pincode: 572128 | TL/MD/2024/000014 | 01-Aug-2024 | Bandages ISO 10993 Part 11 ,2017 (Acute systemic Toxicity) | Class A
Ninkilim Life Sciences Private Limited 553P,YALADALU VILLAGE, PHASE 2, SIDCO INDUSTRIAL AREA,VASANTHANARASAPURA INDUSTRIAL AREA TUMKUR KARNATAKA INDIA, Tumakuru (Tumkur), Karnataka Pincode: 572128 | TL/MD/2024/000014 | 01-Aug-2024 | Bandages ISO 10993 Part 11, 2017 and USP 151(In Vivo Pyrogenicity) | Class A
Ninkilim Life Sciences Private Limited 553P,YALADALU VILLAGE, PHASE 2, SIDCO INDUSTRIAL AREA,VASANTHANARASAPURA INDUSTRIAL AREA TUMKUR KARNATAKA INDIA, Tumakuru (Tumkur), Karnataka Pincode: 572128 | TL/MD/2024/000014 | 01-Aug-2024 | Bandages ISO 10993 Part 23, 2021 (Intracutaneous (intradermal) Reactivity Test in rabbits) | Class A
Ninkilim Life Sciences Private Limited 553P,YALADALU VILLAGE, PHASE 2, SIDCO INDUSTRIAL AREA,VASANTHANARASAPURA INDUSTRIAL AREA TUMKUR KARNATAKA INDIA, Tumakuru (Tumkur), Karnataka Pincode: 572128 | TL/MD/2024/000014 | 01-Aug-2024 | Bandages ISO 10993 PART 23, 2021 (Skin, Penial, Vaginal, Anal Irritation Test In Rabbits) | Class A
Ninkilim Life Sciences Private Limited 553P,YALADALU VILLAGE, PHASE 2, SIDCO INDUSTRIAL AREA,VASANTHANARASAPURA INDUSTRIAL AREA TUMKUR KARNATAKA INDIA, Tumakuru (Tumkur), Karnataka Pincode: 572128 | TL/MD/2024/000014 | 01-Aug-2024 | Bandages ISO 10993 Part 3,2014 (Bacterial Reverse Mutation Test) | Class A
Ninkilim Life Sciences Private Limited 553P,YALADALU VILLAGE, PHASE 2, SIDCO INDUSTRIAL AREA,VASANTHANARASAPURA INDUSTRIAL AREA TUMKUR KARNATAKA INDIA, Tumakuru (Tumkur), Karnataka Pincode: 572128 | TL/MD/2024/000014 | 01-Aug-2024 | Bandages ISO 10993 Part 3, 2014 (In vitro-CHO Cell lines Chromosomal Aberration Test) | Class A
Ninkilim Life Sciences Private Limited 553P,YALADALU VILLAGE, PHASE 2, SIDCO INDUSTRIAL AREA,VASANTHANARASAPURA INDUSTRIAL AREA TUMKUR KARNATAKA INDIA, Tumakuru (Tumkur), Karnataka Pincode: 572128 | TL/MD/2024/000014 | 01-Aug-2024 | Bandages ISO 10993 Part 4, 2017 (Hemolysis) | Class A
Ninkilim Life Sciences Private Limited 553P,YALADALU VILLAGE, PHASE 2, SIDCO INDUSTRIAL AREA,VASANTHANARASAPURA INDUSTRIAL AREA TUMKUR KARNATAKA INDIA, Tumakuru (Tumkur), Karnataka Pincode: 572128 | TL/MD/2024/000014 | 01-Aug-2024 | Bandages ISO 10993 Part 5, 2009 (In Vitro Cytotoxicity) | Class A
Ninkilim Life Sciences Private Limited 553P,YALADALU VILLAGE, PHASE 2, SIDCO INDUSTRIAL AREA,VASANTHANARASAPURA INDUSTRIAL AREA TUMKUR KARNATAKA INDIA, Tumakuru (Tumkur), Karnataka Pincode: 572128 | TL/MD/2024/000014 | 01-Aug-2024 | Catheters ISO 10993 PART 10, 2021 (Buehler Test) | Class A
Ninkilim Life Sciences Private Limited 553P,YALADALU VILLAGE, PHASE 2, SIDCO INDUSTRIAL AREA,VASANTHANARASAPURA INDUSTRIAL AREA TUMKUR KARNATAKA INDIA, Tumakuru (Tumkur), Karnataka Pincode: 572128 | TL/MD/2024/000014 | 01-Aug-2024 | Catheters ISO 10993 PART 10, 2021 (Guinea Pig Maximization Test) | Class A
Ninkilim Life Sciences Private Limited 553P,YALADALU VILLAGE, PHASE 2, SIDCO INDUSTRIAL AREA,VASANTHANARASAPURA INDUSTRIAL AREA TUMKUR KARNATAKA INDIA, Tumakuru (Tumkur), Karnataka Pincode: 572128 | TL/MD/2024/000014 | 01-Aug-2024 | Catheters ISO 10993 PART 11, 2017 (Acute Systemic Toxicity) | Class A
Ninkilim Life Sciences Private Limited 553P,YALADALU VILLAGE, PHASE 2, SIDCO INDUSTRIAL AREA,VASANTHANARASAPURA INDUSTRIAL AREA TUMKUR KARNATAKA INDIA, Tumakuru (Tumkur), Karnataka Pincode: 572128 | TL/MD/2024/000014 | 01-Aug-2024 | Catheters ISO 10993 PART 11, 2017 and USP 151 (In Vivo Pyrogenicity) | Class A
Ninkilim Life Sciences Private Limited 553P,YALADALU VILLAGE, PHASE 2, SIDCO INDUSTRIAL AREA,VASANTHANARASAPURA INDUSTRIAL AREA TUMKUR KARNATAKA INDIA, Tumakuru (Tumkur), Karnataka Pincode: 572128 | TL/MD/2024/000014 | 01-Aug-2024 | Catheters ISO 10993 PART 23, 2021 (Intracutaneous Reactivity Test) | Class A
Ninkilim Life Sciences Private Limited 553P,YALADALU VILLAGE, PHASE 2, SIDCO INDUSTRIAL AREA,VASANTHANARASAPURA INDUSTRIAL AREA TUMKUR KARNATAKA INDIA, Tumakuru (Tumkur), Karnataka Pincode: 572128 | TL/MD/2024/000014 | 01-Aug-2024 | Catheters ISO 10993 PART 23, 2021 (Skin, Penial, Vaginal, Anal Irritation Test In Rabbits) | Class A
Ninkilim Life Sciences Private Limited 553P,YALADALU VILLAGE, PHASE 2, SIDCO INDUSTRIAL AREA,VASANTHANARASAPURA INDUSTRIAL AREA TUMKUR KARNATAKA INDIA, Tumakuru (Tumkur), Karnataka Pincode: 572128 | TL/MD/2024/000014 | 01-Aug-2024 | Catheters ISO 10993 PART 3,2014 (Bacterial Reverse Mutation Test) | Class A
Ninkilim Life Sciences Private Limited 553P,YALADALU VILLAGE, PHASE 2, SIDCO INDUSTRIAL AREA,VASANTHANARASAPURA INDUSTRIAL AREA TUMKUR KARNATAKA INDIA, Tumakuru (Tumkur), Karnataka Pincode: 572128 | TL/MD/2024/000014 | 01-Aug-2024 | Catheters ISO 10993 Part 3 ,2014 (In vitro-CHO Cell lines Chromosomal Aberration Test) | Class A
Ninkilim Life Sciences Private Limited 553P,YALADALU VILLAGE, PHASE 2, SIDCO INDUSTRIAL AREA,VASANTHANARASAPURA INDUSTRIAL AREA TUMKUR KARNATAKA INDIA, Tumakuru (Tumkur), Karnataka Pincode: 572128 | TL/MD/2024/000014 | 01-Aug-2024 | Catheters ISO 10993 PART 4, 2017 (Hemolysis) | Class A
Ninkilim Life Sciences Private Limited 553P,YALADALU VILLAGE, PHASE 2, SIDCO INDUSTRIAL AREA,VASANTHANARASAPURA INDUSTRIAL AREA TUMKUR KARNATAKA INDIA, Tumakuru (Tumkur), Karnataka Pincode: 572128 | TL/MD/2024/000014 | 01-Aug-2024 | Catheters ISO 10993 PART 5, 2009 (In Vitro Cytotoxicity Test) | Class A
Ninkilim Life Sciences Private Limited 553P,YALADALU VILLAGE, PHASE 2, SIDCO INDUSTRIAL AREA,VASANTHANARASAPURA INDUSTRIAL AREA TUMKUR KARNATAKA INDIA, Tumakuru (Tumkur), Karnataka Pincode: 572128 | TL/MD/2024/000014 | 01-Aug-2024 | Catheters ISO 10993 PART 6, 2016 (Implantation Bone, Muscle, subcutaneous) | Class A
Ninkilim Life Sciences Private Limited 553P,YALADALU VILLAGE, PHASE 2, SIDCO INDUSTRIAL AREA,VASANTHANARASAPURA INDUSTRIAL AREA TUMKUR KARNATAKA INDIA, Tumakuru (Tumkur), Karnataka Pincode: 572128 | TL/MD/2024/000014 | 01-Aug-2024 | Fixation Tapes ISO 10993 Part 10, 2021(Buehler Test) | Class A
Ninkilim Life Sciences Private Limited 553P,YALADALU VILLAGE, PHASE 2, SIDCO INDUSTRIAL AREA,VASANTHANARASAPURA INDUSTRIAL AREA TUMKUR KARNATAKA INDIA, Tumakuru (Tumkur), Karnataka Pincode: 572128 | TL/MD/2024/000014 | 01-Aug-2024 | Fixation Tapes ISO 10993 Part 10 , 2021(Guinea Pig Maximization Test) | Class A
Ninkilim Life Sciences Private Limited 553P,YALADALU VILLAGE, PHASE 2, SIDCO INDUSTRIAL AREA,VASANTHANARASAPURA INDUSTRIAL AREA TUMKUR KARNATAKA INDIA, Tumakuru (Tumkur), Karnataka Pincode: 572128 | TL/MD/2024/000014 | 01-Aug-2024 | Fixation Tapes ISO 10993 Part 11 ,2017 (Acute systemic Toxicity) | Class A
Ninkilim Life Sciences Private Limited 553P,YALADALU VILLAGE, PHASE 2, SIDCO INDUSTRIAL AREA,VASANTHANARASAPURA INDUSTRIAL AREA TUMKUR KARNATAKA INDIA, Tumakuru (Tumkur), Karnataka Pincode: 572128 | TL/MD/2024/000014 | 01-Aug-2024 | Fixation Tapes ISO 10993 Part 11, 2017 and USP 151(In Vivo Pyrogenicity) | Class A
Ninkilim Life Sciences Private Limited 553P,YALADALU VILLAGE, PHASE 2, SIDCO INDUSTRIAL AREA,VASANTHANARASAPURA INDUSTRIAL AREA TUMKUR KARNATAKA INDIA, Tumakuru (Tumkur), Karnataka Pincode: 572128 | TL/MD/2024/000014 | 01-Aug-2024 | Fixation Tapes ISO 10993 Part 23, 2021 (Intracutaneous (intradermal) Reactivity Test in rabbits) | Class A
Ninkilim Life Sciences Private Limited 553P,YALADALU VILLAGE, PHASE 2, SIDCO INDUSTRIAL AREA,VASANTHANARASAPURA INDUSTRIAL AREA TUMKUR KARNATAKA INDIA, Tumakuru (Tumkur), Karnataka Pincode: 572128 | TL/MD/2024/000014 | 01-Aug-2024 | Fixation Tapes ISO 10993 Part 23, 2021(Skin, Penial, Vaginal, and anal irritation tests in rabbits) | Class A
Ninkilim Life Sciences Private Limited 553P,YALADALU VILLAGE, PHASE 2, SIDCO INDUSTRIAL AREA,VASANTHANARASAPURA INDUSTRIAL AREA TUMKUR KARNATAKA INDIA, Tumakuru (Tumkur), Karnataka Pincode: 572128 | TL/MD/2024/000014 | 01-Aug-2024 | Fixation Tapes ISO 10993 Part 3,2014 (Bacterial Reverse Mutation Test) | Class A
Ninkilim Life Sciences Private Limited 553P,YALADALU VILLAGE, PHASE 2, SIDCO INDUSTRIAL AREA,VASANTHANARASAPURA INDUSTRIAL AREA TUMKUR KARNATAKA INDIA, Tumakuru (Tumkur), Karnataka Pincode: 572128 | TL/MD/2024/000014 | 01-Aug-2024 | Fixation Tapes ISO 10993 Part 3, 2014 (In vitro-CHO Cell lines Chromosomal Aberration Test) | Class A
Ninkilim Life Sciences Private Limited 553P,YALADALU VILLAGE, PHASE 2, SIDCO INDUSTRIAL AREA,VASANTHANARASAPURA INDUSTRIAL AREA TUMKUR KARNATAKA INDIA, Tumakuru (Tumkur), Karnataka Pincode: 572128 | TL/MD/2024/000014 | 01-Aug-2024 | Fixation Tapes ISO 10993 Part 4, 2017 (Hemolysis) | Class A
Ninkilim Life Sciences Private Limited 553P,YALADALU VILLAGE, PHASE 2, SIDCO INDUSTRIAL AREA,VASANTHANARASAPURA INDUSTRIAL AREA TUMKUR KARNATAKA INDIA, Tumakuru (Tumkur), Karnataka Pincode: 572128 | TL/MD/2024/000014 | 01-Aug-2024 | Fixation Tapes ISO 10993 Part 5, 2009 (In Vitro Cytotoxicity) | Class A
Ninkilim Life Sciences Private Limited 553P,YALADALU VILLAGE, PHASE 2, SIDCO INDUSTRIAL AREA,VASANTHANARASAPURA INDUSTRIAL AREA TUMKUR KARNATAKA INDIA, Tumakuru (Tumkur), Karnataka Pincode: 572128 | TL/MD/2024/000014 | 01-Aug-2024 | Lenses ISO 10993 Part 23, 2021(Skin, Penial, Vaginal, and anal irritation tests in rabbits) | Class A
Ninkilim Life Sciences Private Limited 553P,YALADALU VILLAGE, PHASE 2, SIDCO INDUSTRIAL AREA,VASANTHANARASAPURA INDUSTRIAL AREA TUMKUR KARNATAKA INDIA, Tumakuru (Tumkur), Karnataka Pincode: 572128 | TL/MD/2024/000014 | 01-Aug-2024 | Wound Dressing Materials ISO 10993 Part 10, 2021(Buehler Test) | Class A
Ninkilim Life Sciences Private Limited 553P,YALADALU VILLAGE, PHASE 2, SIDCO INDUSTRIAL AREA,VASANTHANARASAPURA INDUSTRIAL AREA TUMKUR KARNATAKA INDIA, Tumakuru (Tumkur), Karnataka Pincode: 572128 | TL/MD/2024/000014 | 01-Aug-2024 | Wound Dressing Materials ISO 10993 PART 10, 2021 (Guinea Pig Maximization Test) | Class A
Ninkilim Life Sciences Private Limited 553P,YALADALU VILLAGE, PHASE 2, SIDCO INDUSTRIAL AREA,VASANTHANARASAPURA INDUSTRIAL AREA TUMKUR KARNATAKA INDIA, Tumakuru (Tumkur), Karnataka Pincode: 572128 | TL/MD/2024/000014 | 01-Aug-2024 | Wound Dressing Materials ISO 10993 Part 11 ,2017 (Acute systemic Toxicity) | Class A
Ninkilim Life Sciences Private Limited 553P,YALADALU VILLAGE, PHASE 2, SIDCO INDUSTRIAL AREA,VASANTHANARASAPURA INDUSTRIAL AREA TUMKUR KARNATAKA INDIA, Tumakuru (Tumkur), Karnataka Pincode: 572128 | TL/MD/2024/000014 | 01-Aug-2024 | Wound Dressing Materials ISO 10993 PART 11, 2017 and USP 151 (In Vivo Pyrogenicity) | Class A
Ninkilim Life Sciences Private Limited 553P,YALADALU VILLAGE, PHASE 2, SIDCO INDUSTRIAL AREA,VASANTHANARASAPURA INDUSTRIAL AREA TUMKUR KARNATAKA INDIA, Tumakuru (Tumkur), Karnataka Pincode: 572128 | TL/MD/2024/000014 | 01-Aug-2024 | Wound Dressing Materials ISO 10993 Part 23, 2021 (Intracutaneous (intradermal) Reactivity Test in rabbits) | Class A
Ninkilim Life Sciences Private Limited 553P,YALADALU VILLAGE, PHASE 2, SIDCO INDUSTRIAL AREA,VASANTHANARASAPURA INDUSTRIAL AREA TUMKUR KARNATAKA INDIA, Tumakuru (Tumkur), Karnataka Pincode: 572128 | TL/MD/2024/000014 | 01-Aug-2024 | Wound Dressing Materials ISO 10993 Part 23, 2021(Skin, Penial, Vaginal, and anal irritation tests in rabbits) | Class A
Ninkilim Life Sciences Private Limited 553P,YALADALU VILLAGE, PHASE 2, SIDCO INDUSTRIAL AREA,VASANTHANARASAPURA INDUSTRIAL AREA TUMKUR KARNATAKA INDIA, Tumakuru (Tumkur), Karnataka Pincode: 572128 | TL/MD/2024/000014 | 01-Aug-2024 | Wound Dressing Materials ISO 10993 Part 3,2014 (Bacterial Reverse Mutation Test) | Class A
Ninkilim Life Sciences Private Limited 553P,YALADALU VILLAGE, PHASE 2, SIDCO INDUSTRIAL AREA,VASANTHANARASAPURA INDUSTRIAL AREA TUMKUR KARNATAKA INDIA, Tumakuru (Tumkur), Karnataka Pincode: 572128 | TL/MD/2024/000014 | 01-Aug-2024 | Wound Dressing Materials ISO 10993 Part 3, 2014 (In vitro-CHO Cell lines Chromosomal Aberration Test) | Class A
Ninkilim Life Sciences Private Limited 553P,YALADALU VILLAGE, PHASE 2, SIDCO INDUSTRIAL AREA,VASANTHANARASAPURA INDUSTRIAL AREA TUMKUR KARNATAKA INDIA, Tumakuru (Tumkur), Karnataka Pincode: 572128 | TL/MD/2024/000014 | 01-Aug-2024 | Wound Dressing Materials ISO 10993 Part 4, 2017 (Hemolysis) | Class A
Ninkilim Life Sciences Private Limited 553P,YALADALU VILLAGE, PHASE 2, SIDCO INDUSTRIAL AREA,VASANTHANARASAPURA INDUSTRIAL AREA TUMKUR KARNATAKA INDIA, Tumakuru (Tumkur), Karnataka Pincode: 572128 | TL/MD/2024/000014 | 01-Aug-2024 | Wound Dressing Materials ISO 10993 Part 5, 2009 (In Vitro Cytotoxicity) | Class A
Ninkilim Life Sciences Private Limited 553P,YALADALU VILLAGE, PHASE 2, SIDCO INDUSTRIAL AREA,VASANTHANARASAPURA INDUSTRIAL AREA TUMKUR KARNATAKA INDIA, Tumakuru (Tumkur), Karnataka Pincode: 572128 | TL/MD/2024/000014 | 01-Aug-2024 | Blood I.V. Cannula ISO 10993 PART 10, 2021 (Buehler Test) | Class B
Ninkilim Life Sciences Private Limited 553P,YALADALU VILLAGE, PHASE 2, SIDCO INDUSTRIAL AREA,VASANTHANARASAPURA INDUSTRIAL AREA TUMKUR KARNATAKA INDIA, Tumakuru (Tumkur), Karnataka Pincode: 572128 | TL/MD/2024/000014 | 01-Aug-2024 | Blood I.V. Cannula ISO 10993 PART 10, 2021 (Guinea Pig Maximization Test) | Class B
Ninkilim Life Sciences Private Limited 553P,YALADALU VILLAGE, PHASE 2, SIDCO INDUSTRIAL AREA,VASANTHANARASAPURA INDUSTRIAL AREA TUMKUR KARNATAKA INDIA, Tumakuru (Tumkur), Karnataka Pincode: 572128 | TL/MD/2024/000014 | 01-Aug-2024 | Blood I.V. Cannula ISO 10993 PART 11, 2017 (Acute Systemic Toxicity) | Class B
Ninkilim Life Sciences Private Limited 553P,YALADALU VILLAGE, PHASE 2, SIDCO INDUSTRIAL AREA,VASANTHANARASAPURA INDUSTRIAL AREA TUMKUR KARNATAKA INDIA, Tumakuru (Tumkur), Karnataka Pincode: 572128 | TL/MD/2024/000014 | 01-Aug-2024 | Blood I.V. Cannula ISO 10993 PART 11, 2017 and USP 151 (In Vivo Pyrogenicity) | Class B
Ninkilim Life Sciences Private Limited 553P,YALADALU VILLAGE, PHASE 2, SIDCO INDUSTRIAL AREA,VASANTHANARASAPURA INDUSTRIAL AREA TUMKUR KARNATAKA INDIA, Tumakuru (Tumkur), Karnataka Pincode: 572128 | TL/MD/2024/000014 | 01-Aug-2024 | Blood I.V. Cannula ISO 10993 Part 23, 2021 (Intracutaneous (intradermal) Reactivity Test in rabbits) | Class B
Ninkilim Life Sciences Private Limited 553P,YALADALU VILLAGE, PHASE 2, SIDCO INDUSTRIAL AREA,VASANTHANARASAPURA INDUSTRIAL AREA TUMKUR KARNATAKA INDIA, Tumakuru (Tumkur), Karnataka Pincode: 572128 | TL/MD/2024/000014 | 01-Aug-2024 | Blood I.V. Cannula ISO 10993 PART 23, 2021 (Skin, Penial, Vaginal, Anal Irritation Test In Rabbits) | Class B
Ninkilim Life Sciences Private Limited 553P,YALADALU VILLAGE, PHASE 2, SIDCO INDUSTRIAL AREA,VASANTHANARASAPURA INDUSTRIAL AREA TUMKUR KARNATAKA INDIA, Tumakuru (Tumkur), Karnataka Pincode: 572128 | TL/MD/2024/000014 | 01-Aug-2024 | Blood I.V. Cannula ISO 10993 PART 3,2014 (Bacterial Reverse Mutation Test) | Class B
Ninkilim Life Sciences Private Limited 553P,YALADALU VILLAGE, PHASE 2, SIDCO INDUSTRIAL AREA,VASANTHANARASAPURA INDUSTRIAL AREA TUMKUR KARNATAKA INDIA, Tumakuru (Tumkur), Karnataka Pincode: 572128 | TL/MD/2024/000014 | 01-Aug-2024 | Blood I.V. Cannula, ISO 10993 Part 3 ,2014 (In vitro-CHO Cell lines Chromosomal Aberration Test) | Class B
Ninkilim Life Sciences Private Limited 553P,YALADALU VILLAGE, PHASE 2, SIDCO INDUSTRIAL AREA,VASANTHANARASAPURA INDUSTRIAL AREA TUMKUR KARNATAKA INDIA, Tumakuru (Tumkur), Karnataka Pincode: 572128 | TL/MD/2024/000014 | 01-Aug-2024 | Blood I.V. Cannula ISO 10993 PART 4, 2017 (Hemolysis) | Class B
Ninkilim Life Sciences Private Limited 553P,YALADALU VILLAGE, PHASE 2, SIDCO INDUSTRIAL AREA,VASANTHANARASAPURA INDUSTRIAL AREA TUMKUR KARNATAKA INDIA, Tumakuru (Tumkur), Karnataka Pincode: 572128 | TL/MD/2024/000014 | 01-Aug-2024 | Blood I.V. Cannula, ISO 10993 PART 5, 2009 (In Vitro Cytotoxicity Test) | Class B
Ninkilim Life Sciences Private Limited 553P,YALADALU VILLAGE, PHASE 2, SIDCO INDUSTRIAL AREA,VASANTHANARASAPURA INDUSTRIAL AREA TUMKUR KARNATAKA INDIA, Tumakuru (Tumkur), Karnataka Pincode: 572128 | TL/MD/2024/000014 | 01-Aug-2024 | Lenses ISO 10993 Part 10, 2021(Buehler Test) | Class B
Ninkilim Life Sciences Private Limited 553P,YALADALU VILLAGE, PHASE 2, SIDCO INDUSTRIAL AREA,VASANTHANARASAPURA INDUSTRIAL AREA TUMKUR KARNATAKA INDIA, Tumakuru (Tumkur), Karnataka Pincode: 572128 | TL/MD/2024/000014 | 01-Aug-2024 | Lenses ISO 10993 PART 10, 2021 (Guinea Pig Maximization Test) | Class B
Ninkilim Life Sciences Private Limited 553P,YALADALU VILLAGE, PHASE 2, SIDCO INDUSTRIAL AREA,VASANTHANARASAPURA INDUSTRIAL AREA TUMKUR KARNATAKA INDIA, Tumakuru (Tumkur), Karnataka Pincode: 572128 | TL/MD/2024/000014 | 01-Aug-2024 | Lenses ISO 10993 Part 11 ,2017 (Acute systemic Toxicity) | Class B
Ninkilim Life Sciences Private Limited 553P,YALADALU VILLAGE, PHASE 2, SIDCO INDUSTRIAL AREA,VASANTHANARASAPURA INDUSTRIAL AREA TUMKUR KARNATAKA INDIA, Tumakuru (Tumkur), Karnataka Pincode: 572128 | TL/MD/2024/000014 | 01-Aug-2024 | Lenses ISO 10993 Part 11, 2017 and USP 151(In Vivo Pyrogenicity) | Class B
Ninkilim Life Sciences Private Limited 553P,YALADALU VILLAGE, PHASE 2, SIDCO INDUSTRIAL AREA,VASANTHANARASAPURA INDUSTRIAL AREA TUMKUR KARNATAKA INDIA, Tumakuru (Tumkur), Karnataka Pincode: 572128 | TL/MD/2024/000014 | 01-Aug-2024 | Lenses ISO 10993 Part 23, 2021 (Intracutaneous (intradermal) Reactivity Test in rabbits) | Class B
Ninkilim Life Sciences Private Limited 553P,YALADALU VILLAGE, PHASE 2, SIDCO INDUSTRIAL AREA,VASANTHANARASAPURA INDUSTRIAL AREA TUMKUR KARNATAKA INDIA, Tumakuru (Tumkur), Karnataka Pincode: 572128 | TL/MD/2024/000014 | 01-Aug-2024 | Lenses ISO 10993 Part 3,2014 (Bacterial Reverse Mutation Test) | Class B
Ninkilim Life Sciences Private Limited 553P,YALADALU VILLAGE, PHASE 2, SIDCO INDUSTRIAL AREA,VASANTHANARASAPURA INDUSTRIAL AREA TUMKUR KARNATAKA INDIA, Tumakuru (Tumkur), Karnataka Pincode: 572128 | TL/MD/2024/000014 | 01-Aug-2024 | Lenses ISO 10993 Part 3, 2014 (In vitro-CHO Cell lines Chromosomal Aberration Test) | Class B
Ninkilim Life Sciences Private Limited 553P,YALADALU VILLAGE, PHASE 2, SIDCO INDUSTRIAL AREA,VASANTHANARASAPURA INDUSTRIAL AREA TUMKUR KARNATAKA INDIA, Tumakuru (Tumkur), Karnataka Pincode: 572128 | TL/MD/2024/000014 | 01-Aug-2024 | Lenses ISO 10993 Part 4, 2017 (Hemolysis) | Class B
Ninkilim Life Sciences Private Limited 553P,YALADALU VILLAGE, PHASE 2, SIDCO INDUSTRIAL AREA,VASANTHANARASAPURA INDUSTRIAL AREA TUMKUR KARNATAKA INDIA, Tumakuru (Tumkur), Karnataka Pincode: 572128 | TL/MD/2024/000014 | 01-Aug-2024 | Lenses ISO 10993 Part 5, 2009 (In Vitro Cytotoxicity) | Class B
Ninkilim Life Sciences Private Limited 553P,YALADALU VILLAGE, PHASE 2, SIDCO INDUSTRIAL AREA,VASANTHANARASAPURA INDUSTRIAL AREA TUMKUR KARNATAKA INDIA, Tumakuru (Tumkur), Karnataka Pincode: 572128 | TL/MD/2024/000014 | 01-Aug-2024 | Lenses ISO 10993 PART 6, 2016 (Implantation Bone, Muscle, subcutaneous) | Class B
Ninkilim Life Sciences Private Limited 553P,YALADALU VILLAGE, PHASE 2, SIDCO INDUSTRIAL AREA,VASANTHANARASAPURA INDUSTRIAL AREA TUMKUR KARNATAKA INDIA, Tumakuru (Tumkur), Karnataka Pincode: 572128 | TL/MD/2024/000014 | 01-Aug-2024 | Perfusion Sets Bags ISO 10993 Part 10,2021(Buehler Test) | Class B
Ninkilim Life Sciences Private Limited 553P,YALADALU VILLAGE, PHASE 2, SIDCO INDUSTRIAL AREA,VASANTHANARASAPURA INDUSTRIAL AREA TUMKUR KARNATAKA INDIA, Tumakuru (Tumkur), Karnataka Pincode: 572128 | TL/MD/2024/000014 | 01-Aug-2024 | Perfusion Sets Bags ISO 10993 Part 10, 2021(Guinea Pig Maximization Test) | Class B
Ninkilim Life Sciences Private Limited 553P,YALADALU VILLAGE, PHASE 2, SIDCO INDUSTRIAL AREA,VASANTHANARASAPURA INDUSTRIAL AREA TUMKUR KARNATAKA INDIA, Tumakuru (Tumkur), Karnataka Pincode: 572128 | TL/MD/2024/000014 | 01-Aug-2024 | Perfusion Sets Bags ISO 10993 Part 11,2017 (Acute systemic Toxicity) | Class B
Ninkilim Life Sciences Private Limited 553P,YALADALU VILLAGE, PHASE 2, SIDCO INDUSTRIAL AREA,VASANTHANARASAPURA INDUSTRIAL AREA TUMKUR KARNATAKA INDIA, Tumakuru (Tumkur), Karnataka Pincode: 572128 | TL/MD/2024/000014 | 01-Aug-2024 | Perfusion Sets Bags ISO 10993 Part 11, 2017 and USP 151(In Vivo Pyrogenicity) | Class B
Ninkilim Life Sciences Private Limited 553P,YALADALU VILLAGE, PHASE 2, SIDCO INDUSTRIAL AREA,VASANTHANARASAPURA INDUSTRIAL AREA TUMKUR KARNATAKA INDIA, Tumakuru (Tumkur), Karnataka Pincode: 572128 | TL/MD/2024/000014 | 01-Aug-2024 | Perfusion Sets Bags ISO 10993 Part 23, 2021 (Intracutaneous (intradermal) Reactivity Test in rabbits) | Class B
Ninkilim Life Sciences Private Limited 553P,YALADALU VILLAGE, PHASE 2, SIDCO INDUSTRIAL AREA,VASANTHANARASAPURA INDUSTRIAL AREA TUMKUR KARNATAKA INDIA, Tumakuru (Tumkur), Karnataka Pincode: 572128 | TL/MD/2024/000014 | 01-Aug-2024 | Perfusion Sets Bags ISO 10993 Part 23, 2021(Skin, Penial, Vaginal, and anal irritation tests in rabbits) | Class B
Ninkilim Life Sciences Private Limited 553P,YALADALU VILLAGE, PHASE 2, SIDCO INDUSTRIAL AREA,VASANTHANARASAPURA INDUSTRIAL AREA TUMKUR KARNATAKA INDIA, Tumakuru (Tumkur), Karnataka Pincode: 572128 | TL/MD/2024/000014 | 01-Aug-2024 | Perfusion Sets Bags ISO 10993 Part 3,2014 (Bacterial Reverse Mutation Test) | Class B
Ninkilim Life Sciences Private Limited 553P,YALADALU VILLAGE, PHASE 2, SIDCO INDUSTRIAL AREA,VASANTHANARASAPURA INDUSTRIAL AREA TUMKUR KARNATAKA INDIA, Tumakuru (Tumkur), Karnataka Pincode: 572128 | TL/MD/2024/000014 | 01-Aug-2024 | Perfusion Sets Bags ISO 10993 Part 3, 2014 (In vitro-CHO Cell lines Chromosomal Aberration Test) | Class B
Ninkilim Life Sciences Private Limited 553P,YALADALU VILLAGE, PHASE 2, SIDCO INDUSTRIAL AREA,VASANTHANARASAPURA INDUSTRIAL AREA TUMKUR KARNATAKA INDIA, Tumakuru (Tumkur), Karnataka Pincode: 572128 | TL/MD/2024/000014 | 01-Aug-2024 | Perfusion Sets Bags ISO 10993 Part 3, 2014 (ISO 10993 Part 5, 2009 (In Vitro Cytotoxicity)) | Class B
Ninkilim Life Sciences Private Limited 553P,YALADALU VILLAGE, PHASE 2, SIDCO INDUSTRIAL AREA,VASANTHANARASAPURA INDUSTRIAL AREA TUMKUR KARNATAKA INDIA, Tumakuru (Tumkur), Karnataka Pincode: 572128 | TL/MD/2024/000014 | 01-Aug-2024 | Perfusion Sets Bags ISO 10993 Part 4 , 2017 (Hemolysis) | Class B
Ninkilim Life Sciences Private Limited 553P,YALADALU VILLAGE, PHASE 2, SIDCO INDUSTRIAL AREA,VASANTHANARASAPURA INDUSTRIAL AREA TUMKUR KARNATAKA INDIA, Tumakuru (Tumkur), Karnataka Pincode: 572128 | TL/MD/2024/000014 | 01-Aug-2024 | Perfusion Sets Bags ISO 10993 Part 6, 2016 (Implantation bone, Muscle, Subcutaneous) | Class B
Ninkilim Life Sciences Private Limited 553P,YALADALU VILLAGE, PHASE 2, SIDCO INDUSTRIAL AREA,VASANTHANARASAPURA INDUSTRIAL AREA TUMKUR KARNATAKA INDIA, Tumakuru (Tumkur), Karnataka Pincode: 572128 | TL/MD/2024/000014 | 01-Aug-2024 | Bone and Dental Cement ISO 10993 Part 10, 2021(Buehler Test) | Class C
Ninkilim Life Sciences Private Limited 553P,YALADALU VILLAGE, PHASE 2, SIDCO INDUSTRIAL AREA,VASANTHANARASAPURA INDUSTRIAL AREA TUMKUR KARNATAKA INDIA, Tumakuru (Tumkur), Karnataka Pincode: 572128 | TL/MD/2024/000014 | 01-Aug-2024 | Bone and Dental Cement ISO 10993 Part 10 , 2021(Guinea Pig Maximization Test) | Class C
Ninkilim Life Sciences Private Limited 553P,YALADALU VILLAGE, PHASE 2, SIDCO INDUSTRIAL AREA,VASANTHANARASAPURA INDUSTRIAL AREA TUMKUR KARNATAKA INDIA, Tumakuru (Tumkur), Karnataka Pincode: 572128 | TL/MD/2024/000014 | 01-Aug-2024 | Bone and Dental Cement ISO 10993 Part 11,2017 (Acute systemic Toxicity) | Class C
Ninkilim Life Sciences Private Limited 553P,YALADALU VILLAGE, PHASE 2, SIDCO INDUSTRIAL AREA,VASANTHANARASAPURA INDUSTRIAL AREA TUMKUR KARNATAKA INDIA, Tumakuru (Tumkur), Karnataka Pincode: 572128 | TL/MD/2024/000014 | 01-Aug-2024 | Bone and Dental Cement ISO 10993 Part 11, 2017 and USP 151(In Vivo Pyrogenicity) | Class C
Ninkilim Life Sciences Private Limited 553P,YALADALU VILLAGE, PHASE 2, SIDCO INDUSTRIAL AREA,VASANTHANARASAPURA INDUSTRIAL AREA TUMKUR KARNATAKA INDIA, Tumakuru (Tumkur), Karnataka Pincode: 572128 | TL/MD/2024/000014 | 01-Aug-2024 | Bone and Dental Cement ISO 10993 Part 23, 2021 (Intracutaneous (intradermal) Reactivity Test in rabbits) | Class C
Ninkilim Life Sciences Private Limited 553P,YALADALU VILLAGE, PHASE 2, SIDCO INDUSTRIAL AREA,VASANTHANARASAPURA INDUSTRIAL AREA TUMKUR KARNATAKA INDIA, Tumakuru (Tumkur), Karnataka Pincode: 572128 | TL/MD/2024/000014 | 01-Aug-2024 | Bone and Dental Cement ISO 10993 Part 23 , 2021 (Mucous Membrane Irritation Test in Hamster) | Class C
Ninkilim Life Sciences Private Limited 553P,YALADALU VILLAGE, PHASE 2, SIDCO INDUSTRIAL AREA,VASANTHANARASAPURA INDUSTRIAL AREA TUMKUR KARNATAKA INDIA, Tumakuru (Tumkur), Karnataka Pincode: 572128 | TL/MD/2024/000014 | 01-Aug-2024 | Bone and Dental Cement ISO 10993 Part 23, 2021(Skin, Penial, Vaginal, and anal irritation tests in rabbits) | Class C
Ninkilim Life Sciences Private Limited 553P,YALADALU VILLAGE, PHASE 2, SIDCO INDUSTRIAL AREA,VASANTHANARASAPURA INDUSTRIAL AREA TUMKUR KARNATAKA INDIA, Tumakuru (Tumkur), Karnataka Pincode: 572128 | TL/MD/2024/000014 | 01-Aug-2024 | Bone and Dental Cement ISO 10993 Part 3,2014 (Bacterial Reverse Mutation Test) | Class C
Ninkilim Life Sciences Private Limited 553P,YALADALU VILLAGE, PHASE 2, SIDCO INDUSTRIAL AREA,VASANTHANARASAPURA INDUSTRIAL AREA TUMKUR KARNATAKA INDIA, Tumakuru (Tumkur), Karnataka Pincode: 572128 | TL/MD/2024/000014 | 01-Aug-2024 | Bone and Dental Cement ISO 10993 Part 3, 2014 (In vitro-CHO Cell lines Chromosomal Aberration Test) | Class C
Ninkilim Life Sciences Private Limited 553P,YALADALU VILLAGE, PHASE 2, SIDCO INDUSTRIAL AREA,VASANTHANARASAPURA INDUSTRIAL AREA TUMKUR KARNATAKA INDIA, Tumakuru (Tumkur), Karnataka Pincode: 572128 | TL/MD/2024/000014 | 01-Aug-2024 | Bone and Dental Cement ISO 10993 Part 4, 2017 (Hemolysis) | Class C
Ninkilim Life Sciences Private Limited 553P,YALADALU VILLAGE, PHASE 2, SIDCO INDUSTRIAL AREA,VASANTHANARASAPURA INDUSTRIAL AREA TUMKUR KARNATAKA INDIA, Tumakuru (Tumkur), Karnataka Pincode: 572128 | TL/MD/2024/000014 | 01-Aug-2024 | Bone and Dental Cement ISO 10993 Part 5, 2009 (In Vitro Cytotoxicity) | Class C
Ninkilim Life Sciences Private Limited 553P,YALADALU VILLAGE, PHASE 2, SIDCO INDUSTRIAL AREA,VASANTHANARASAPURA INDUSTRIAL AREA TUMKUR KARNATAKA INDIA, Tumakuru (Tumkur), Karnataka Pincode: 572128 | TL/MD/2024/000014 | 01-Aug-2024 | Externally Communicating Devices ISO 10993 PART 10, 2021 (Buehler Test) | Class C
Ninkilim Life Sciences Private Limited 553P,YALADALU VILLAGE, PHASE 2, SIDCO INDUSTRIAL AREA,VASANTHANARASAPURA INDUSTRIAL AREA TUMKUR KARNATAKA INDIA, Tumakuru (Tumkur), Karnataka Pincode: 572128 | TL/MD/2024/000014 | 01-Aug-2024 | Externally Communicating Devices ISO 10993 PART 10, 2021 (Guinea Pig Maximization Test) | Class C
Ninkilim Life Sciences Private Limited 553P,YALADALU VILLAGE, PHASE 2, SIDCO INDUSTRIAL AREA,VASANTHANARASAPURA INDUSTRIAL AREA TUMKUR KARNATAKA INDIA, Tumakuru (Tumkur), Karnataka Pincode: 572128 | TL/MD/2024/000014 | 01-Aug-2024 | Externally Communicating Devices ISO 10993 PART 11, 2017 (Acute Systemic Toxicity) | Class C
Ninkilim Life Sciences Private Limited 553P,YALADALU VILLAGE, PHASE 2, SIDCO INDUSTRIAL AREA,VASANTHANARASAPURA INDUSTRIAL AREA TUMKUR KARNATAKA INDIA, Tumakuru (Tumkur), Karnataka Pincode: 572128 | TL/MD/2024/000014 | 01-Aug-2024 | Externally Communicating Devices ISO 10993 PART 11, 2017 and USP 151 (In Vivo Pyrogenicity) | Class C
Ninkilim Life Sciences Private Limited 553P,YALADALU VILLAGE, PHASE 2, SIDCO INDUSTRIAL AREA,VASANTHANARASAPURA INDUSTRIAL AREA TUMKUR KARNATAKA INDIA, Tumakuru (Tumkur), Karnataka Pincode: 572128 | TL/MD/2024/000014 | 01-Aug-2024 | Externally Communicating Devices ISO 10993 PART 23, 2021(Intracutaneous (intradermal) Reactivity Test in rabbits) | Class C
Ninkilim Life Sciences Private Limited 553P,YALADALU VILLAGE, PHASE 2, SIDCO INDUSTRIAL AREA,VASANTHANARASAPURA INDUSTRIAL AREA TUMKUR KARNATAKA INDIA, Tumakuru (Tumkur), Karnataka Pincode: 572128 | TL/MD/2024/000014 | 01-Aug-2024 | Externally Communicating Devices ISO 10993 PART 23, 2021(Mucous Membrane Irritation Test in Hamster) | Class C
Ninkilim Life Sciences Private Limited 553P,YALADALU VILLAGE, PHASE 2, SIDCO INDUSTRIAL AREA,VASANTHANARASAPURA INDUSTRIAL AREA TUMKUR KARNATAKA INDIA, Tumakuru (Tumkur), Karnataka Pincode: 572128 | TL/MD/2024/000014 | 01-Aug-2024 | Externally Communicating Devices ISO 10993 PART 23, 2021(Skin, Penial, Vaginal, and anal irritation tests in rabbits)) | Class C
Ninkilim Life Sciences Private Limited 553P,YALADALU VILLAGE, PHASE 2, SIDCO INDUSTRIAL AREA,VASANTHANARASAPURA INDUSTRIAL AREA TUMKUR KARNATAKA INDIA, Tumakuru (Tumkur), Karnataka Pincode: 572128 | TL/MD/2024/000014 | 01-Aug-2024 | Externally Communicating Devices ISO 10993 PART 3, 2014(Bacterial Reverse Mutation Test) | Class C
Ninkilim Life Sciences Private Limited 553P,YALADALU VILLAGE, PHASE 2, SIDCO INDUSTRIAL AREA,VASANTHANARASAPURA INDUSTRIAL AREA TUMKUR KARNATAKA INDIA, Tumakuru (Tumkur), Karnataka Pincode: 572128 | TL/MD/2024/000014 | 01-Aug-2024 | Externally Communicating Devices ISO 10993 PART 3, 2014(In vitro-CHO Cell lines Chromosomal Aberration Test) | Class C
Ninkilim Life Sciences Private Limited 553P,YALADALU VILLAGE, PHASE 2, SIDCO INDUSTRIAL AREA,VASANTHANARASAPURA INDUSTRIAL AREA TUMKUR KARNATAKA INDIA, Tumakuru (Tumkur), Karnataka Pincode: 572128 | TL/MD/2024/000014 | 01-Aug-2024 | Externally Communicating Devices ISO 10993 PART 4, 2014(Hemolysis) | Class C
Ninkilim Life Sciences Private Limited 553P,YALADALU VILLAGE, PHASE 2, SIDCO INDUSTRIAL AREA,VASANTHANARASAPURA INDUSTRIAL AREA TUMKUR KARNATAKA INDIA, Tumakuru (Tumkur), Karnataka Pincode: 572128 | TL/MD/2024/000014 | 01-Aug-2024 | Externally Communicating Devices ISO 10993 PART 5, 2009(In Vitro Cytotoxicity) | Class C
Ninkilim Life Sciences Private Limited 553P,YALADALU VILLAGE, PHASE 2, SIDCO INDUSTRIAL AREA,VASANTHANARASAPURA INDUSTRIAL AREA TUMKUR KARNATAKA INDIA, Tumakuru (Tumkur), Karnataka Pincode: 572128 | TL/MD/2024/000014 | 01-Aug-2024 | Externally Communicating Devices ISO 10993 PART 6, 2016 (Implantation bone, Muscle, Subcutaneous) | Class C
Ninkilim Life Sciences Private Limited 553P,YALADALU VILLAGE, PHASE 2, SIDCO INDUSTRIAL AREA,VASANTHANARASAPURA INDUSTRIAL AREA TUMKUR KARNATAKA INDIA, Tumakuru (Tumkur), Karnataka Pincode: 572128 | TL/MD/2024/000014 | 01-Aug-2024 | Heart Valves ISO 10993 Part 10, 2021(Buehler Test) | Class C
Ninkilim Life Sciences Private Limited 553P,YALADALU VILLAGE, PHASE 2, SIDCO INDUSTRIAL AREA,VASANTHANARASAPURA INDUSTRIAL AREA TUMKUR KARNATAKA INDIA, Tumakuru (Tumkur), Karnataka Pincode: 572128 | TL/MD/2024/000014 | 01-Aug-2024 | Heart Valves ISO 10993 Part 10 , 2021(Guinea Pig Maximization Test) | Class C
Ninkilim Life Sciences Private Limited 553P,YALADALU VILLAGE, PHASE 2, SIDCO INDUSTRIAL AREA,VASANTHANARASAPURA INDUSTRIAL AREA TUMKUR KARNATAKA INDIA, Tumakuru (Tumkur), Karnataka Pincode: 572128 | TL/MD/2024/000014 | 01-Aug-2024 | Heart Valves ISO 10993 Part 11,2017 (Acute systemic Toxicity) | Class C
Ninkilim Life Sciences Private Limited 553P,YALADALU VILLAGE, PHASE 2, SIDCO INDUSTRIAL AREA,VASANTHANARASAPURA INDUSTRIAL AREA TUMKUR KARNATAKA INDIA, Tumakuru (Tumkur), Karnataka Pincode: 572128 | TL/MD/2024/000014 | 01-Aug-2024 | Heart Valves ISO 10993 Part 11, 2017 and USP 151(In Vivo Pyrogenicity) | Class C
Ninkilim Life Sciences Private Limited 553P,YALADALU VILLAGE, PHASE 2, SIDCO INDUSTRIAL AREA,VASANTHANARASAPURA INDUSTRIAL AREA TUMKUR KARNATAKA INDIA, Tumakuru (Tumkur), Karnataka Pincode: 572128 | TL/MD/2024/000014 | 01-Aug-2024 | Heart Valves ISO 10993 Part 23, 2021 (Intracutaneous (intradermal) Reactivity Test in rabbits) | Class C
Ninkilim Life Sciences Private Limited 553P,YALADALU VILLAGE, PHASE 2, SIDCO INDUSTRIAL AREA,VASANTHANARASAPURA INDUSTRIAL AREA TUMKUR KARNATAKA INDIA, Tumakuru (Tumkur), Karnataka Pincode: 572128 | TL/MD/2024/000014 | 01-Aug-2024 | Heart Valves ISO 10993 Part 23, 2021(Skin, Penial, Vaginal, and anal irritation tests in rabbits) | Class C
Ninkilim Life Sciences Private Limited 553P,YALADALU VILLAGE, PHASE 2, SIDCO INDUSTRIAL AREA,VASANTHANARASAPURA INDUSTRIAL AREA TUMKUR KARNATAKA INDIA, Tumakuru (Tumkur), Karnataka Pincode: 572128 | TL/MD/2024/000014 | 01-Aug-2024 | Heart Valves ISO 10993 Part 3,2014 (Bacterial Reverse Mutation Test) | Class C
Ninkilim Life Sciences Private Limited 553P,YALADALU VILLAGE, PHASE 2, SIDCO INDUSTRIAL AREA,VASANTHANARASAPURA INDUSTRIAL AREA TUMKUR KARNATAKA INDIA, Tumakuru (Tumkur), Karnataka Pincode: 572128 | TL/MD/2024/000014 | 01-Aug-2024 | Heart Valves ISO 10993 Part 3, 2014 (In vitro-CHO Cell lines Chromosomal Aberration Test) | Class C
Ninkilim Life Sciences Private Limited 553P,YALADALU VILLAGE, PHASE 2, SIDCO INDUSTRIAL AREA,VASANTHANARASAPURA INDUSTRIAL AREA TUMKUR KARNATAKA INDIA, Tumakuru (Tumkur), Karnataka Pincode: 572128 | TL/MD/2024/000014 | 01-Aug-2024 | Heart Valves ISO 10993 Part 4, 2017 (Hemolysis) | Class C
Ninkilim Life Sciences Private Limited 553P,YALADALU VILLAGE, PHASE 2, SIDCO INDUSTRIAL AREA,VASANTHANARASAPURA INDUSTRIAL AREA TUMKUR KARNATAKA INDIA, Tumakuru (Tumkur), Karnataka Pincode: 572128 | TL/MD/2024/000014 | 01-Aug-2024 | Heart Valves ISO 10993 Part 5, 2009 (In Vitro Cytotoxicity) | Class C
Ninkilim Life Sciences Private Limited 553P,YALADALU VILLAGE, PHASE 2, SIDCO INDUSTRIAL AREA,VASANTHANARASAPURA INDUSTRIAL AREA TUMKUR KARNATAKA INDIA, Tumakuru (Tumkur), Karnataka Pincode: 572128 | TL/MD/2024/000014 | 01-Aug-2024 | Internal Prosthetic Replacements ISO 10993 Part 10, 2021(Buehler Test) | Class C
Ninkilim Life Sciences Private Limited 553P,YALADALU VILLAGE, PHASE 2, SIDCO INDUSTRIAL AREA,VASANTHANARASAPURA INDUSTRIAL AREA TUMKUR KARNATAKA INDIA, Tumakuru (Tumkur), Karnataka Pincode: 572128 | TL/MD/2024/000014 | 01-Aug-2024 | Internal Prosthetic Replacements ISO 10993 Part 10 , 2021(Guinea Pig Maximization Test) | Class C
Ninkilim Life Sciences Private Limited 553P,YALADALU VILLAGE, PHASE 2, SIDCO INDUSTRIAL AREA,VASANTHANARASAPURA INDUSTRIAL AREA TUMKUR KARNATAKA INDIA, Tumakuru (Tumkur), Karnataka Pincode: 572128 | TL/MD/2024/000014 | 01-Aug-2024 | Internal Prosthetic Replacements ISO 10993 Part 11,2017 (Acute systemic Toxicity) | Class C
Ninkilim Life Sciences Private Limited 553P,YALADALU VILLAGE, PHASE 2, SIDCO INDUSTRIAL AREA,VASANTHANARASAPURA INDUSTRIAL AREA TUMKUR KARNATAKA INDIA, Tumakuru (Tumkur), Karnataka Pincode: 572128 | TL/MD/2024/000014 | 01-Aug-2024 | Internal Prosthetic Replacements ISO 10993 Part 11, 2017 and USP 151(In Vivo Pyrogenicity) | Class C
Ninkilim Life Sciences Private Limited 553P,YALADALU VILLAGE, PHASE 2, SIDCO INDUSTRIAL AREA,VASANTHANARASAPURA INDUSTRIAL AREA TUMKUR KARNATAKA INDIA, Tumakuru (Tumkur), Karnataka Pincode: 572128 | TL/MD/2024/000014 | 01-Aug-2024 | Internal Prosthetic Replacements ISO 10993 Part 23, 2021 (Intracutaneous (intradermal) Reactivity Test in rabbits) | Class C
Ninkilim Life Sciences Private Limited 553P,YALADALU VILLAGE, PHASE 2, SIDCO INDUSTRIAL AREA,VASANTHANARASAPURA INDUSTRIAL AREA TUMKUR KARNATAKA INDIA, Tumakuru (Tumkur), Karnataka Pincode: 572128 | TL/MD/2024/000014 | 01-Aug-2024 | Internal Prosthetic Replacements ISO 10993 Part 23, 2021(Skin, Penial, Vaginal, and anal irritation tests in rabbits) | Class C
Ninkilim Life Sciences Private Limited 553P,YALADALU VILLAGE, PHASE 2, SIDCO INDUSTRIAL AREA,VASANTHANARASAPURA INDUSTRIAL AREA TUMKUR KARNATAKA INDIA, Tumakuru (Tumkur), Karnataka Pincode: 572128 | TL/MD/2024/000014 | 01-Aug-2024 | Internal Prosthetic Replacements ISO 10993 Part 3,2014 (Bacterial Reverse Mutation Test) | Class C
Ninkilim Life Sciences Private Limited 553P,YALADALU VILLAGE, PHASE 2, SIDCO INDUSTRIAL AREA,VASANTHANARASAPURA INDUSTRIAL AREA TUMKUR KARNATAKA INDIA, Tumakuru (Tumkur), Karnataka Pincode: 572128 | TL/MD/2024/000014 | 01-Aug-2024 | Internal Prosthetic Replacements ISO 10993 Part 3, 2014 (In vitro-CHO Cell lines Chromosomal Aberration Test) | Class C
Ninkilim Life Sciences Private Limited 553P,YALADALU VILLAGE, PHASE 2, SIDCO INDUSTRIAL AREA,VASANTHANARASAPURA INDUSTRIAL AREA TUMKUR KARNATAKA INDIA, Tumakuru (Tumkur), Karnataka Pincode: 572128 | TL/MD/2024/000014 | 01-Aug-2024 | Internal Prosthetic Replacements ISO 10993 Part 4, 2017 (Hemolysis) | Class C
Ninkilim Life Sciences Private Limited 553P,YALADALU VILLAGE, PHASE 2, SIDCO INDUSTRIAL AREA,VASANTHANARASAPURA INDUSTRIAL AREA TUMKUR KARNATAKA INDIA, Tumakuru (Tumkur), Karnataka Pincode: 572128 | TL/MD/2024/000014 | 01-Aug-2024 | Internal Prosthetic Replacements ISO 10993 Part 5, 2009 (In Vitro Cytotoxicity) | Class C
Ninkilim Life Sciences Private Limited 553P,YALADALU VILLAGE, PHASE 2, SIDCO INDUSTRIAL AREA,VASANTHANARASAPURA INDUSTRIAL AREA TUMKUR KARNATAKA INDIA, Tumakuru (Tumkur), Karnataka Pincode: 572128 | TL/MD/2024/000014 | 01-Aug-2024 | Peritoneal Dialysis Sets ISO 10993 Part 10, 2021(Buehler Test) | Class C
Ninkilim Life Sciences Private Limited 553P,YALADALU VILLAGE, PHASE 2, SIDCO INDUSTRIAL AREA,VASANTHANARASAPURA INDUSTRIAL AREA TUMKUR KARNATAKA INDIA, Tumakuru (Tumkur), Karnataka Pincode: 572128 | TL/MD/2024/000014 | 01-Aug-2024 | Peritoneal Dialysis Sets ISO 10993 PART 10, 2021 (Guinea Pig Maximization Test) | Class C
Ninkilim Life Sciences Private Limited 553P,YALADALU VILLAGE, PHASE 2, SIDCO INDUSTRIAL AREA,VASANTHANARASAPURA INDUSTRIAL AREA TUMKUR KARNATAKA INDIA, Tumakuru (Tumkur), Karnataka Pincode: 572128 | TL/MD/2024/000014 | 01-Aug-2024 | Peritoneal Dialysis Sets ISO 10993 PART 11, 2017 (Acute Systemic Toxicity) | Class C
Ninkilim Life Sciences Private Limited 553P,YALADALU VILLAGE, PHASE 2, SIDCO INDUSTRIAL AREA,VASANTHANARASAPURA INDUSTRIAL AREA TUMKUR KARNATAKA INDIA, Tumakuru (Tumkur), Karnataka Pincode: 572128 | TL/MD/2024/000014 | 01-Aug-2024 | Peritoneal Dialysis Sets ISO 10993 PART 11, 2017 and USP 151 (In Vivo Pyrogenicity) | Class C
Ninkilim Life Sciences Private Limited 553P,YALADALU VILLAGE, PHASE 2, SIDCO INDUSTRIAL AREA,VASANTHANARASAPURA INDUSTRIAL AREA TUMKUR KARNATAKA INDIA, Tumakuru (Tumkur), Karnataka Pincode: 572128 | TL/MD/2024/000014 | 01-Aug-2024 | Peritoneal Dialysis Sets ISO 10993 Part 23, 2021 (Intracutaneous (intradermal) Reactivity Test in rabbits) | Class C
Ninkilim Life Sciences Private Limited 553P,YALADALU VILLAGE, PHASE 2, SIDCO INDUSTRIAL AREA,VASANTHANARASAPURA INDUSTRIAL AREA TUMKUR KARNATAKA INDIA, Tumakuru (Tumkur), Karnataka Pincode: 572128 | TL/MD/2024/000014 | 01-Aug-2024 | Peritoneal Dialysis Sets ISO 10993 PART 23, 2021 (Skin, Penial, Vaginal, Anal Irritation Test In Rabbits) | Class C
Ninkilim Life Sciences Private Limited 553P,YALADALU VILLAGE, PHASE 2, SIDCO INDUSTRIAL AREA,VASANTHANARASAPURA INDUSTRIAL AREA TUMKUR KARNATAKA INDIA, Tumakuru (Tumkur), Karnataka Pincode: 572128 | TL/MD/2024/000014 | 01-Aug-2024 | Peritoneal Dialysis Sets ISO 10993 Part 3,2014 (Bacterial Reverse Mutation Test) | Class C
Ninkilim Life Sciences Private Limited 553P,YALADALU VILLAGE, PHASE 2, SIDCO INDUSTRIAL AREA,VASANTHANARASAPURA INDUSTRIAL AREA TUMKUR KARNATAKA INDIA, Tumakuru (Tumkur), Karnataka Pincode: 572128 | TL/MD/2024/000014 | 01-Aug-2024 | Peritoneal Dialysis Sets ISO 10993 Part 3, 2014 (In vitro-CHO Cell lines Chromosomal Aberration Test) | Class C
Ninkilim Life Sciences Private Limited 553P,YALADALU VILLAGE, PHASE 2, SIDCO INDUSTRIAL AREA,VASANTHANARASAPURA INDUSTRIAL AREA TUMKUR KARNATAKA INDIA, Tumakuru (Tumkur), Karnataka Pincode: 572128 | TL/MD/2024/000014 | 01-Aug-2024 | Peritoneal Dialysis Sets ISO 10993 PART 4, 2017 (Hemolysis) | Class C
Ninkilim Life Sciences Private Limited 553P,YALADALU VILLAGE, PHASE 2, SIDCO INDUSTRIAL AREA,VASANTHANARASAPURA INDUSTRIAL AREA TUMKUR KARNATAKA INDIA, Tumakuru (Tumkur), Karnataka Pincode: 572128 | TL/MD/2024/000014 | 01-Aug-2024 | Peritoneal Dialysis Sets ISO 10993 PART 5, 2009 (In Vitro Cytotoxicity Test) | Class C
Ninkilim Life Sciences Private Limited 553P,YALADALU VILLAGE, PHASE 2, SIDCO INDUSTRIAL AREA,VASANTHANARASAPURA INDUSTRIAL AREA TUMKUR KARNATAKA INDIA, Tumakuru (Tumkur), Karnataka Pincode: 572128 | TL/MD/2024/000014 | 01-Aug-2024 | Scalp Vein Set ISO 10993 Part 10, 2021(Buehler Test) | Class C
Ninkilim Life Sciences Private Limited 553P,YALADALU VILLAGE, PHASE 2, SIDCO INDUSTRIAL AREA,VASANTHANARASAPURA INDUSTRIAL AREA TUMKUR KARNATAKA INDIA, Tumakuru (Tumkur), Karnataka Pincode: 572128 | TL/MD/2024/000014 | 01-Aug-2024 | Scalp Vein Set ISO 10993 Part 10 , 2021(Guinea Pig Maximization Test) | Class C
Ninkilim Life Sciences Private Limited 553P,YALADALU VILLAGE, PHASE 2, SIDCO INDUSTRIAL AREA,VASANTHANARASAPURA INDUSTRIAL AREA TUMKUR KARNATAKA INDIA, Tumakuru (Tumkur), Karnataka Pincode: 572128 | TL/MD/2024/000014 | 01-Aug-2024 | Scalp Vein Set ISO 10993 Part 11,2017 (Acute systemic Toxicity) | Class C
Ninkilim Life Sciences Private Limited 553P,YALADALU VILLAGE, PHASE 2, SIDCO INDUSTRIAL AREA,VASANTHANARASAPURA INDUSTRIAL AREA TUMKUR KARNATAKA INDIA, Tumakuru (Tumkur), Karnataka Pincode: 572128 | TL/MD/2024/000014 | 01-Aug-2024 | Scalp Vein Set ISO 10993 Part 11, 2017 and USP 151(In Vivo Pyrogenicity) | Class C
Ninkilim Life Sciences Private Limited 553P,YALADALU VILLAGE, PHASE 2, SIDCO INDUSTRIAL AREA,VASANTHANARASAPURA INDUSTRIAL AREA TUMKUR KARNATAKA INDIA, Tumakuru (Tumkur), Karnataka Pincode: 572128 | TL/MD/2024/000014 | 01-Aug-2024 | Scalp Vein Set ISO 10993 Part 23, 2021 (Intracutaneous (intradermal) Reactivity Test in rabbits) | Class C
Ninkilim Life Sciences Private Limited 553P,YALADALU VILLAGE, PHASE 2, SIDCO INDUSTRIAL AREA,VASANTHANARASAPURA INDUSTRIAL AREA TUMKUR KARNATAKA INDIA, Tumakuru (Tumkur), Karnataka Pincode: 572128 | TL/MD/2024/000014 | 01-Aug-2024 | Scalp Vein Set ISO 10993 Part 23, 2021(Skin, Penial, Vaginal, and anal irritation tests in rabbits) | Class C
Ninkilim Life Sciences Private Limited 553P,YALADALU VILLAGE, PHASE 2, SIDCO INDUSTRIAL AREA,VASANTHANARASAPURA INDUSTRIAL AREA TUMKUR KARNATAKA INDIA, Tumakuru (Tumkur), Karnataka Pincode: 572128 | TL/MD/2024/000014 | 01-Aug-2024 | Scalp Vein Set ISO 10993 Part 3,2014 (Bacterial Reverse Mutation Test) | Class C
Ninkilim Life Sciences Private Limited 553P,YALADALU VILLAGE, PHASE 2, SIDCO INDUSTRIAL AREA,VASANTHANARASAPURA INDUSTRIAL AREA TUMKUR KARNATAKA INDIA, Tumakuru (Tumkur), Karnataka Pincode: 572128 | TL/MD/2024/000014 | 01-Aug-2024 | Scalp Vein Set ISO 10993 Part 3, 2014 (In vitro-CHO Cell lines Chromosomal Aberration Test) | Class C
Ninkilim Life Sciences Private Limited 553P,YALADALU VILLAGE, PHASE 2, SIDCO INDUSTRIAL AREA,VASANTHANARASAPURA INDUSTRIAL AREA TUMKUR KARNATAKA INDIA, Tumakuru (Tumkur), Karnataka Pincode: 572128 | TL/MD/2024/000014 | 01-Aug-2024 | Scalp Vein Set ISO 10993 Part 4, 2017 (Hemolysis) | Class C
Ninkilim Life Sciences Private Limited 553P,YALADALU VILLAGE, PHASE 2, SIDCO INDUSTRIAL AREA,VASANTHANARASAPURA INDUSTRIAL AREA TUMKUR KARNATAKA INDIA, Tumakuru (Tumkur), Karnataka Pincode: 572128 | TL/MD/2024/000014 | 01-Aug-2024 | Scalp Vein Set ISO 10993 Part 5, 2009 (In Vitro Cytotoxicity) | Class C
Ninkilim Life Sciences Private Limited 553P,YALADALU VILLAGE, PHASE 2, SIDCO INDUSTRIAL AREA,VASANTHANARASAPURA INDUSTRIAL AREA TUMKUR KARNATAKA INDIA, Tumakuru (Tumkur), Karnataka Pincode: 572128 | TL/MD/2024/000014 | 01-Aug-2024 | Surface medical devices ISO 10993 3 ,2014 (Bacterial Reverse Mutation Test) | Class C
Ninkilim Life Sciences Private Limited 553P,YALADALU VILLAGE, PHASE 2, SIDCO INDUSTRIAL AREA,VASANTHANARASAPURA INDUSTRIAL AREA TUMKUR KARNATAKA INDIA, Tumakuru (Tumkur), Karnataka Pincode: 572128 | TL/MD/2024/000014 | 01-Aug-2024 | Surface medical devices ISO 10993 Part 10 ,2021 (Buehler Test) | Class C
Ninkilim Life Sciences Private Limited 553P,YALADALU VILLAGE, PHASE 2, SIDCO INDUSTRIAL AREA,VASANTHANARASAPURA INDUSTRIAL AREA TUMKUR KARNATAKA INDIA, Tumakuru (Tumkur), Karnataka Pincode: 572128 | TL/MD/2024/000014 | 01-Aug-2024 | Surface medical devices ISO 10993 Part 10, 2021 (Guinea Pig Maximization Test) | Class C
Ninkilim Life Sciences Private Limited 553P,YALADALU VILLAGE, PHASE 2, SIDCO INDUSTRIAL AREA,VASANTHANARASAPURA INDUSTRIAL AREA TUMKUR KARNATAKA INDIA, Tumakuru (Tumkur), Karnataka Pincode: 572128 | TL/MD/2024/000014 | 01-Aug-2024 | Surface Medical devices ISO 10993 Part 11 ,2017 (Acute systemic Toxicity) | Class C
Ninkilim Life Sciences Private Limited 553P,YALADALU VILLAGE, PHASE 2, SIDCO INDUSTRIAL AREA,VASANTHANARASAPURA INDUSTRIAL AREA TUMKUR KARNATAKA INDIA, Tumakuru (Tumkur), Karnataka Pincode: 572128 | TL/MD/2024/000014 | 01-Aug-2024 | Surface medical devices ISO 10993 Part 11 and USP 151 , 2011 (In Vivo Pyrogenicity) | Class C
Ninkilim Life Sciences Private Limited 553P,YALADALU VILLAGE, PHASE 2, SIDCO INDUSTRIAL AREA,VASANTHANARASAPURA INDUSTRIAL AREA TUMKUR KARNATAKA INDIA, Tumakuru (Tumkur), Karnataka Pincode: 572128 | TL/MD/2024/000014 | 01-Aug-2024 | Surface medical devices ISO 10993 Part 23 2021 (Intracutaneous (intradermal) Reactivity Test in rabbits) | Class C
Ninkilim Life Sciences Private Limited 553P,YALADALU VILLAGE, PHASE 2, SIDCO INDUSTRIAL AREA,VASANTHANARASAPURA INDUSTRIAL AREA TUMKUR KARNATAKA INDIA, Tumakuru (Tumkur), Karnataka Pincode: 572128 | TL/MD/2024/000014 | 01-Aug-2024 | Surface medical devices ISO 10993 Part 23 2021 (Mucous Membrane Irritation Test in Hamster.) | Class C
Ninkilim Life Sciences Private Limited 553P,YALADALU VILLAGE, PHASE 2, SIDCO INDUSTRIAL AREA,VASANTHANARASAPURA INDUSTRIAL AREA TUMKUR KARNATAKA INDIA, Tumakuru (Tumkur), Karnataka Pincode: 572128 | TL/MD/2024/000014 | 01-Aug-2024 | Surface medical devices ISO 10993 Part 23 2021 (Skin, Penial, Vaginal, and anal irritation tests in rabbits.) | Class C
Ninkilim Life Sciences Private Limited 553P,YALADALU VILLAGE, PHASE 2, SIDCO INDUSTRIAL AREA,VASANTHANARASAPURA INDUSTRIAL AREA TUMKUR KARNATAKA INDIA, Tumakuru (Tumkur), Karnataka Pincode: 572128 | TL/MD/2024/000014 | 01-Aug-2024 | Surface medical devices ISO 10993 Part 3, 2014 (In vitro-CHO Cell lines Chromosomal Aberration Test) | Class C
Ninkilim Life Sciences Private Limited 553P,YALADALU VILLAGE, PHASE 2, SIDCO INDUSTRIAL AREA,VASANTHANARASAPURA INDUSTRIAL AREA TUMKUR KARNATAKA INDIA, Tumakuru (Tumkur), Karnataka Pincode: 572128 | TL/MD/2024/000014 | 01-Aug-2024 | Surface medical devices ISO 10993 Part 4 , 2016 (Hemolysis) | Class C
Ninkilim Life Sciences Private Limited 553P,YALADALU VILLAGE, PHASE 2, SIDCO INDUSTRIAL AREA,VASANTHANARASAPURA INDUSTRIAL AREA TUMKUR KARNATAKA INDIA, Tumakuru (Tumkur), Karnataka Pincode: 572128 | TL/MD/2024/000014 | 01-Aug-2024 | Surface medical devices ISO 10993 Part 5, 2009 (In Vitro Cytotoxicity) | Class C
Ninkilim Life Sciences Private Limited 553P,YALADALU VILLAGE, PHASE 2, SIDCO INDUSTRIAL AREA,VASANTHANARASAPURA INDUSTRIAL AREA TUMKUR KARNATAKA INDIA, Tumakuru (Tumkur), Karnataka Pincode: 572128 | TL/MD/2024/000014 | 01-Aug-2024 | Surface medical devices ISO 10993 Part 6, 2016 (Implantation bone, Muscle, Subcutaneous) | Class C
Ninkilim Life Sciences Private Limited 553P,YALADALU VILLAGE, PHASE 2, SIDCO INDUSTRIAL AREA,VASANTHANARASAPURA INDUSTRIAL AREA TUMKUR KARNATAKA INDIA, Tumakuru (Tumkur), Karnataka Pincode: 572128 | TL/MD/2024/000014 | 01-Aug-2024 | Suture ISO 10993 PART 11, 2017 (Acute Systemic Toxicity) | Class C
Ninkilim Life Sciences Private Limited 553P,YALADALU VILLAGE, PHASE 2, SIDCO INDUSTRIAL AREA,VASANTHANARASAPURA INDUSTRIAL AREA TUMKUR KARNATAKA INDIA, Tumakuru (Tumkur), Karnataka Pincode: 572128 | TL/MD/2024/000014 | 01-Aug-2024 | Suture ISO 10993 PART 3,2014 (Bacterial Reverse Mutation Test) | Class C
Ninkilim Life Sciences Private Limited 553P,YALADALU VILLAGE, PHASE 2, SIDCO INDUSTRIAL AREA,VASANTHANARASAPURA INDUSTRIAL AREA TUMKUR KARNATAKA INDIA, Tumakuru (Tumkur), Karnataka Pincode: 572128 | TL/MD/2024/000014 | 01-Aug-2024 | Sutures ISO 10993 10 Part ,2021 (Buehler Test) | Class C
Ninkilim Life Sciences Private Limited 553P,YALADALU VILLAGE, PHASE 2, SIDCO INDUSTRIAL AREA,VASANTHANARASAPURA INDUSTRIAL AREA TUMKUR KARNATAKA INDIA, Tumakuru (Tumkur), Karnataka Pincode: 572128 | TL/MD/2024/000014 | 01-Aug-2024 | Sutures ISO 10993 PART 10, 2021 (Guinea Pig Maximization Test) | Class C
Ninkilim Life Sciences Private Limited 553P,YALADALU VILLAGE, PHASE 2, SIDCO INDUSTRIAL AREA,VASANTHANARASAPURA INDUSTRIAL AREA TUMKUR KARNATAKA INDIA, Tumakuru (Tumkur), Karnataka Pincode: 572128 | TL/MD/2024/000014 | 01-Aug-2024 | Sutures ISO 10993 PART 11, 2017 and USP 151 (In Vivo Pyrogenicity) | Class C
Ninkilim Life Sciences Private Limited 553P,YALADALU VILLAGE, PHASE 2, SIDCO INDUSTRIAL AREA,VASANTHANARASAPURA INDUSTRIAL AREA TUMKUR KARNATAKA INDIA, Tumakuru (Tumkur), Karnataka Pincode: 572128 | TL/MD/2024/000014 | 01-Aug-2024 | Sutures ISO 10993 Part 23, 2021 (Intracutaneous (intradermal) Reactivity Test in rabbits) | Class C
Ninkilim Life Sciences Private Limited 553P,YALADALU VILLAGE, PHASE 2, SIDCO INDUSTRIAL AREA,VASANTHANARASAPURA INDUSTRIAL AREA TUMKUR KARNATAKA INDIA, Tumakuru (Tumkur), Karnataka Pincode: 572128 | TL/MD/2024/000014 | 01-Aug-2024 | Sutures ISO 10993 PART 23, 2021 (Skin, Penial, Vaginal, Anal Irritation Test In Rabbits) | Class C
Ninkilim Life Sciences Private Limited 553P,YALADALU VILLAGE, PHASE 2, SIDCO INDUSTRIAL AREA,VASANTHANARASAPURA INDUSTRIAL AREA TUMKUR KARNATAKA INDIA, Tumakuru (Tumkur), Karnataka Pincode: 572128 | TL/MD/2024/000014 | 01-Aug-2024 | Sutures ISO 10993 Part 3 ,2014 (In vitro-CHO Cell lines Chromosomal Aberration Test) | Class C
Ninkilim Life Sciences Private Limited 553P,YALADALU VILLAGE, PHASE 2, SIDCO INDUSTRIAL AREA,VASANTHANARASAPURA INDUSTRIAL AREA TUMKUR KARNATAKA INDIA, Tumakuru (Tumkur), Karnataka Pincode: 572128 | TL/MD/2024/000014 | 01-Aug-2024 | Sutures ISO 10993 PART 4, 2017 (Hemolysis) | Class C
Ninkilim Life Sciences Private Limited 553P,YALADALU VILLAGE, PHASE 2, SIDCO INDUSTRIAL AREA,VASANTHANARASAPURA INDUSTRIAL AREA TUMKUR KARNATAKA INDIA, Tumakuru (Tumkur), Karnataka Pincode: 572128 | TL/MD/2024/000014 | 01-Aug-2024 | Sutures ISO 10993 PART 5, 2009 (In Vitro Cytotoxicity Test) | Class C
Ninkilim Life Sciences Private Limited 553P,YALADALU VILLAGE, PHASE 2, SIDCO INDUSTRIAL AREA,VASANTHANARASAPURA INDUSTRIAL AREA TUMKUR KARNATAKA INDIA, Tumakuru (Tumkur), Karnataka Pincode: 572128 | TL/MD/2024/000014 | 01-Aug-2024 | Sutures ISO 10993 Part 6, 2016 (Implantation bone, Muscle, Subcutaneous) | Class C
Ninkilim Life Sciences Private Limited 553P,YALADALU VILLAGE, PHASE 2, SIDCO INDUSTRIAL AREA,VASANTHANARASAPURA INDUSTRIAL AREA TUMKUR KARNATAKA INDIA, Tumakuru (Tumkur), Karnataka Pincode: 572128 | TL/MD/2024/000014 | 01-Aug-2024 | Implant medical devices ISO 10993 10 Part ,2021 (Buehler Test) | Class D
Ninkilim Life Sciences Private Limited 553P,YALADALU VILLAGE, PHASE 2, SIDCO INDUSTRIAL AREA,VASANTHANARASAPURA INDUSTRIAL AREA TUMKUR KARNATAKA INDIA, Tumakuru (Tumkur), Karnataka Pincode: 572128 | TL/MD/2024/000014 | 01-Aug-2024 | Implant medical devices ISO 10993 23 Part ,2021(Intracutaneous (intradermal) Reactivity Test in rabbits) | Class D
Ninkilim Life Sciences Private Limited 553P,YALADALU VILLAGE, PHASE 2, SIDCO INDUSTRIAL AREA,VASANTHANARASAPURA INDUSTRIAL AREA TUMKUR KARNATAKA INDIA, Tumakuru (Tumkur), Karnataka Pincode: 572128 | TL/MD/2024/000014 | 01-Aug-2024 | Implant medical devices ISO 10993 3 Part ,2014 (Bacterial Reverse Mutation Test) | Class D
Ninkilim Life Sciences Private Limited 553P,YALADALU VILLAGE, PHASE 2, SIDCO INDUSTRIAL AREA,VASANTHANARASAPURA INDUSTRIAL AREA TUMKUR KARNATAKA INDIA, Tumakuru (Tumkur), Karnataka Pincode: 572128 | TL/MD/2024/000014 | 01-Aug-2024 | Implant medical devices ISO 10993 4 Part ,2017(Hemolysis) | Class D
Ninkilim Life Sciences Private Limited 553P,YALADALU VILLAGE, PHASE 2, SIDCO INDUSTRIAL AREA,VASANTHANARASAPURA INDUSTRIAL AREA TUMKUR KARNATAKA INDIA, Tumakuru (Tumkur), Karnataka Pincode: 572128 | TL/MD/2024/000014 | 01-Aug-2024 | Implant medical devices ISO 10993 5 Part ,2014(In Vitro Cytotoxicity) | Class D
Ninkilim Life Sciences Private Limited 553P,YALADALU VILLAGE, PHASE 2, SIDCO INDUSTRIAL AREA,VASANTHANARASAPURA INDUSTRIAL AREA TUMKUR KARNATAKA INDIA, Tumakuru (Tumkur), Karnataka Pincode: 572128 | TL/MD/2024/000014 | 01-Aug-2024 | Implant medical devices ISO 10993 6 Part ,2016(Implantation bone, Muscle, Subcutaneous) | Class D
Ninkilim Life Sciences Private Limited 553P,YALADALU VILLAGE, PHASE 2, SIDCO INDUSTRIAL AREA,VASANTHANARASAPURA INDUSTRIAL AREA TUMKUR KARNATAKA INDIA, Tumakuru (Tumkur), Karnataka Pincode: 572128 | TL/MD/2024/000014 | 01-Aug-2024 | Implant medical devices ISO 10993 Part 10 ,2021 (Guinea Pig Maximization Test) | Class D
Ninkilim Life Sciences Private Limited 553P,YALADALU VILLAGE, PHASE 2, SIDCO INDUSTRIAL AREA,VASANTHANARASAPURA INDUSTRIAL AREA TUMKUR KARNATAKA INDIA, Tumakuru (Tumkur), Karnataka Pincode: 572128 | TL/MD/2024/000014 | 01-Aug-2024 | Implant medical devices ISO 10993 Part 11,2017 (Acute systemic Toxicity) | Class D
Ninkilim Life Sciences Private Limited 553P,YALADALU VILLAGE, PHASE 2, SIDCO INDUSTRIAL AREA,VASANTHANARASAPURA INDUSTRIAL AREA TUMKUR KARNATAKA INDIA, Tumakuru (Tumkur), Karnataka Pincode: 572128 | TL/MD/2024/000014 | 01-Aug-2024 | Implant medical devices ISO 10993 Part 11 and USP 151 ,2017(In Vivo Pyrogenicity) | Class D
Ninkilim Life Sciences Private Limited 553P,YALADALU VILLAGE, PHASE 2, SIDCO INDUSTRIAL AREA,VASANTHANARASAPURA INDUSTRIAL AREA TUMKUR KARNATAKA INDIA, Tumakuru (Tumkur), Karnataka Pincode: 572128 | TL/MD/2024/000014 | 01-Aug-2024 | Implant medical devices ISO 10993 Part 23 ,2021(Mucous Membrane Irritation Test in Hamster) | Class D
Ninkilim Life Sciences Private Limited 553P,YALADALU VILLAGE, PHASE 2, SIDCO INDUSTRIAL AREA,VASANTHANARASAPURA INDUSTRIAL AREA TUMKUR KARNATAKA INDIA, Tumakuru (Tumkur), Karnataka Pincode: 572128 | TL/MD/2024/000014 | 01-Aug-2024 | Implant medical devices ISO 10993 Part 3 ,2014(In vitro-CHO Cell lines Chromosomal Aberration Test) | Class D
Ninkilim Life Sciences Private Limited 553P,YALADALU VILLAGE, PHASE 2, SIDCO INDUSTRIAL AREA,VASANTHANARASAPURA INDUSTRIAL AREA TUMKUR KARNATAKA INDIA, Tumakuru (Tumkur), Karnataka Pincode: 572128 | TL/MD/2024/000014 | 01-Aug-2024 | Implant medical devices ISO 1099 Part 23, 2021(Skin, Penial, Vaginal, and anal irritation tests in rabbits.) | Class D
Ninkilim Life Sciences Private Limited 553P,YALADALU VILLAGE, PHASE 2, SIDCO INDUSTRIAL AREA,VASANTHANARASAPURA INDUSTRIAL AREA TUMKUR KARNATAKA INDIA, Tumakuru (Tumkur), Karnataka Pincode: 572128 | TL/MD/2024/000014 | 01-Aug-2024 | Stents ISO 10993 Part 10, 2021 (Buehler Test) | Class D
Ninkilim Life Sciences Private Limited 553P,YALADALU VILLAGE, PHASE 2, SIDCO INDUSTRIAL AREA,VASANTHANARASAPURA INDUSTRIAL AREA TUMKUR KARNATAKA INDIA, Tumakuru (Tumkur), Karnataka Pincode: 572128 | TL/MD/2024/000014 | 01-Aug-2024 | Stents ISO 10993 Part 10, 2021 (Guinea Pig Maximization Test) | Class D
Ninkilim Life Sciences Private Limited 553P,YALADALU VILLAGE, PHASE 2, SIDCO INDUSTRIAL AREA,VASANTHANARASAPURA INDUSTRIAL AREA TUMKUR KARNATAKA INDIA, Tumakuru (Tumkur), Karnataka Pincode: 572128 | TL/MD/2024/000014 | 01-Aug-2024 | Stents ISO 10993 Part 11,2017 (Acute systemic Toxicity) | Class D
Ninkilim Life Sciences Private Limited 553P,YALADALU VILLAGE, PHASE 2, SIDCO INDUSTRIAL AREA,VASANTHANARASAPURA INDUSTRIAL AREA TUMKUR KARNATAKA INDIA, Tumakuru (Tumkur), Karnataka Pincode: 572128 | TL/MD/2024/000014 | 01-Aug-2024 | Stents ISO 10993 Part 11, 2017 and USP 151(In Vivo Pyrogenicity) | Class D
Ninkilim Life Sciences Private Limited 553P,YALADALU VILLAGE, PHASE 2, SIDCO INDUSTRIAL AREA,VASANTHANARASAPURA INDUSTRIAL AREA TUMKUR KARNATAKA INDIA, Tumakuru (Tumkur), Karnataka Pincode: 572128 | TL/MD/2024/000014 | 01-Aug-2024 | Stents ISO 10993 Part 23, 2021 (Intracutaneous (intradermal) Reactivity Test in rabbits) | Class D
Ninkilim Life Sciences Private Limited 553P,YALADALU VILLAGE, PHASE 2, SIDCO INDUSTRIAL AREA,VASANTHANARASAPURA INDUSTRIAL AREA TUMKUR KARNATAKA INDIA, Tumakuru (Tumkur), Karnataka Pincode: 572128 | TL/MD/2024/000014 | 01-Aug-2024 | Stents ISO 10993 Part 23, 2021(Skin, Penial, Vaginal, and anal irritation tests in rabbits) | Class D
Ninkilim Life Sciences Private Limited 553P,YALADALU VILLAGE, PHASE 2, SIDCO INDUSTRIAL AREA,VASANTHANARASAPURA INDUSTRIAL AREA TUMKUR KARNATAKA INDIA, Tumakuru (Tumkur), Karnataka Pincode: 572128 | TL/MD/2024/000014 | 01-Aug-2024 | Stents ISO 10993 Part 3,2014 (Bacterial Reverse Mutation Test) | Class D
Ninkilim Life Sciences Private Limited 553P,YALADALU VILLAGE, PHASE 2, SIDCO INDUSTRIAL AREA,VASANTHANARASAPURA INDUSTRIAL AREA TUMKUR KARNATAKA INDIA, Tumakuru (Tumkur), Karnataka Pincode: 572128 | TL/MD/2024/000014 | 01-Aug-2024 | Stents ISO 10993 Part 3 ,2014 (In vitro-CHO Cell lines Chromosomal Aberration Test) | Class D
Ninkilim Life Sciences Private Limited 553P,YALADALU VILLAGE, PHASE 2, SIDCO INDUSTRIAL AREA,VASANTHANARASAPURA INDUSTRIAL AREA TUMKUR KARNATAKA INDIA, Tumakuru (Tumkur), Karnataka Pincode: 572128 | TL/MD/2024/000014 | 01-Aug-2024 | Stents ISO 10993 Part 4, 2017 (Hemolysis) | Class D
Ninkilim Life Sciences Private Limited 553P,YALADALU VILLAGE, PHASE 2, SIDCO INDUSTRIAL AREA,VASANTHANARASAPURA INDUSTRIAL AREA TUMKUR KARNATAKA INDIA, Tumakuru (Tumkur), Karnataka Pincode: 572128 | TL/MD/2024/000014 | 01-Aug-2024 | Stents ISO 10993 Part 5, 2009 (In Vitro Cytotoxicity) | Class D
Ninkilim Life Sciences Private Limited 553P,YALADALU VILLAGE, PHASE 2, SIDCO INDUSTRIAL AREA,VASANTHANARASAPURA INDUSTRIAL AREA TUMKUR KARNATAKA INDIA, Tumakuru (Tumkur), Karnataka Pincode: 572128 | TL/MD/2024/000014 | 01-Aug-2024 | Stents ISO 10993 Part 6, 2016 (Implantation bone, Muscle, Subcutaneous) | Class D
Oasis Test House 24 A - B, Sardar Patel Industrial Estate, Narol, Ahmedabad, Gujarat Pincode: 382405 | TL/MD/2022/000003 | 21-Mar-2022 | Catheters - Physico Chemical and Sterility Test | Class A
Oasis Test House 24 A - B, Sardar Patel Industrial Estate, Narol, Ahmedabad, Gujarat Pincode: 382405 | TL/MD/2022/000003 | 21-Mar-2022 | Disposable Perfusion Sets-PhysicoChemical,Sterility | Class A
Oasis Test House 24 A - B, Sardar Patel Industrial Estate, Narol, Ahmedabad, Gujarat Pincode: 382405 | TL/MD/2022/000003 | 21-Mar-2022 | Catheters - Physico Chemical and Sterility Test | Class B
Oasis Test House 24 A - B, Sardar Patel Industrial Estate, Narol, Ahmedabad, Gujarat Pincode: 382405 | TL/MD/2022/000003 | 21-Mar-2022 | Disinfectants - Chemical and Microbiological tests | Class B
Oasis Test House 24 A - B, Sardar Patel Industrial Estate, Narol, Ahmedabad, Gujarat Pincode: 382405 | TL/MD/2022/000003 | 21-Mar-2022 | Disp Hypodermic Needles-PhysicoChemical, Sterility | Class B
Oasis Test House 24 A - B, Sardar Patel Industrial Estate, Narol, Ahmedabad, Gujarat Pincode: 382405 | TL/MD/2022/000003 | 21-Mar-2022 | Disp Hypodermic Syringes-PhysicoChemical, Sterility | Class B
Oasis Test House 24 A - B, Sardar Patel Industrial Estate, Narol, Ahmedabad, Gujarat Pincode: 382405 | TL/MD/2022/000003 | 21-Mar-2022 | Disposable Perfusion Sets-PhysicoChemical,Sterility | Class B
Oasis Test House 24 A - B, Sardar Patel Industrial Estate, Narol, Ahmedabad, Gujarat Pincode: 382405 | TL/MD/2022/000003 | 21-Mar-2022 | Infusion sets - Physico Chemical and Sterility Test | Class B
Oasis Test House 24 A - B, Sardar Patel Industrial Estate, Narol, Ahmedabad, Gujarat Pincode: 382405 | TL/MD/2022/000003 | 21-Mar-2022 | IV Cannulae - Physico Chemical and Sterility Test | Class B
Oasis Test House 24 A - B, Sardar Patel Industrial Estate, Narol, Ahmedabad, Gujarat Pincode: 382405 | TL/MD/2022/000003 | 21-Mar-2022 | Scalp vein set - Physico Chemical and Sterility Test | Class B
Oasis Test House 24 A - B, Sardar Patel Industrial Estate, Narol, Ahmedabad, Gujarat Pincode: 382405 | TL/MD/2022/000003 | 21-Mar-2022 | Surgical Dressings - Physico Chemical and Sterility Test | Class B
Oasis Test House 24 A - B, Sardar Patel Industrial Estate, Narol, Ahmedabad, Gujarat Pincode: 382405 | TL/MD/2022/000003 | 21-Mar-2022 | Blood bags - Physico Chemical and Sterility Test | Class C
Oasis Test House 24 A - B, Sardar Patel Industrial Estate, Narol, Ahmedabad, Gujarat Pincode: 382405 | TL/MD/2022/000003 | 21-Mar-2022 | Intra Ocular Lenses - Sterility Test | Class C
Oasis Test House 24 A - B, Sardar Patel Industrial Estate, Narol, Ahmedabad, Gujarat Pincode: 382405 | TL/MD/2022/000003 | 21-Mar-2022 | Orthopedic Implants - Sterility Test | Class C
Oasis Test House 24 A - B, Sardar Patel Industrial Estate, Narol, Ahmedabad, Gujarat Pincode: 382405 | TL/MD/2022/000003 | 21-Mar-2022 | Orthopedic Implants - Sterility Test | Class D
Oasis Test House (AHM) LLP 24 A - B, Sardar Patel Industrial Estate, Narol, Ahmedabad, Gujarat Pincode: 382405 | TL/MD/2025/000015 | 21-May-2025 | Catheters - Physicochemical and Sterility Test- (1. Determination of pH of water extract, 2. Test for heavy metals) (IS-11497) - (Sterility Test) (IP-2022) | Class A
Oasis Test House (AHM) LLP 24 A - B, Sardar Patel Industrial Estate, Narol, Ahmedabad, Gujarat Pincode: 382405 | TL/MD/2025/000015 | 21-May-2025 | Disposable Perfusion Sets-Physicochemical,Sterility-(1.Reducing Matter 2.Metal Ions 3.Titration acidity/alkalinity 4.Residue on evaporation 5.UV absorption of extract sol(IS-1135-3)-Sterility(IP-2022) | Class A
Oasis Test House (AHM) LLP 24 A - B, Sardar Patel Industrial Estate, Narol, Ahmedabad, Gujarat Pincode: 382405 | TL/MD/2025/000015 | 21-May-2025 | Catheters - Physico Chemical and Sterility Test - (1. Determination of pH of water extract 2. Test for heavy metals)(IS-11497) (Sterility Test)(IP-2022) | Class B
Oasis Test House (AHM) LLP 24 A - B, Sardar Patel Industrial Estate, Narol, Ahmedabad, Gujarat Pincode: 382405 | TL/MD/2025/000015 | 21-May-2025 | Disinfectants - Chemical and Microbiological tests - (1. Test for Mercury Compounds 2. Test for Detection of Phenolic Compounds) (IS-1061) | Class B
Oasis Test House (AHM) LLP 24 A - B, Sardar Patel Industrial Estate, Narol, Ahmedabad, Gujarat Pincode: 382405 | TL/MD/2025/000015 | 21-May-2025 | Disposable Hypodermic Needles - Physicochemical, Sterility - (1. Limits of acidity/alkalinity 2. Test for extractable metals)(IS 10654 2018) - (Sterility Test) (IP-2022) | Class B
Oasis Test House (AHM) LLP 24 A - B, Sardar Patel Industrial Estate, Narol, Ahmedabad, Gujarat Pincode: 382405 | TL/MD/2025/000015 | 21-May-2025 | Disposable Hypodermic Syringes-Physicochemical, Sterility-1.Visual Inspection 2.Reducing substance 3.Spectrophotometry 4.Resistivity 5.Limits of acidity/alkalinity 6.Extractable metals(IS 10258 2002) | Class B
Oasis Test House (AHM) LLP 24 A - B, Sardar Patel Industrial Estate, Narol, Ahmedabad, Gujarat Pincode: 382405 | TL/MD/2025/000015 | 21-May-2025 | Disposable Perfusion Sets-Physicochemical,Sterility-(1.Reducing Matter 2.Metal Ions 3.Titration acidity/alkalinity 4.Residue on evaporation 5.UV absorption of extract sol(IS-1135-3)-Sterility(IP-2022) | Class B
Oasis Test House (AHM) LLP 24 A - B, Sardar Patel Industrial Estate, Narol, Ahmedabad, Gujarat Pincode: 382405 | TL/MD/2025/000015 | 21-May-2025 | Infusion sets - Physico Chemical and Sterility Test - (1. Reducing matter 2. Metal ions 3. Titration acidity or alkalinity, 4. Non-volatile residue 5. Absorption (IS-12555) - Sterility Test (IP-2022) | Class B
Oasis Test House (AHM) LLP 24 A - B, Sardar Patel Industrial Estate, Narol, Ahmedabad, Gujarat Pincode: 382405 | TL/MD/2025/000015 | 21-May-2025 | IV Cannula - Physico Chemical and Sterility Test - (Sterility Test)(IP-2022) | Class B
Oasis Test House (AHM) LLP 24 A - B, Sardar Patel Industrial Estate, Narol, Ahmedabad, Gujarat Pincode: 382405 | TL/MD/2025/000015 | 21-May-2025 | Scalp vein set - Physico Chemical and Sterility Test - (Sterility Test)(IP-2022) | Class B
Oasis Test House (AHM) LLP 24 A - B, Sardar Patel Industrial Estate, Narol, Ahmedabad, Gujarat Pincode: 382405 | TL/MD/2025/000015 | 21-May-2025 | Surgical Dressings-Physicochemical, Sterility Test- 1.Fiber Iden,2.Water, Ether soluble substances, 3.Antiseptics, 4. Zinc Oxide in the Adhesive Mass, 5. Sulphated Ash(IS-14944)Sterility Test(IP-2022) | Class B
Oasis Test House (AHM) LLP 24 A - B, Sardar Patel Industrial Estate, Narol, Ahmedabad, Gujarat Pincode: 382405 | TL/MD/2025/000015 | 21-May-2025 | Blood bags - Physicochemical, Sterility Test - (1.Reducing Matter 2.Metal Ions 3.Titration acidity or alkalinity 4.Residue on evaporation 5.UV absorption of extract sol.(IS-1135-3)-Sterility(IP-2022) | Class C
Oasis Test House (AHM) LLP 24 A - B, Sardar Patel Industrial Estate, Narol, Ahmedabad, Gujarat Pincode: 382405 | TL/MD/2025/000015 | 21-May-2025 | Intra Ocular Lenses - Sterility Test - (Sterility Test)(IP-2022) | Class C
Oasis Test House (AHM) LLP 24 A - B, Sardar Patel Industrial Estate, Narol, Ahmedabad, Gujarat Pincode: 382405 | TL/MD/2025/000015 | 21-May-2025 | Orthopedic Implants - Sterility Test - (Sterility Test)(IP-2022) | Class C
Oasis Test House (AHM) LLP 24 A - B, Sardar Patel Industrial Estate, Narol, Ahmedabad, Gujarat Pincode: 382405 | TL/MD/2025/000015 | 21-May-2025 | Orthopedic Implants - Sterility Test - (Sterility Test)(IP-2022) | Class D
Oasis Test House Limited SP-2, 22 Godam Industrial Estate , Jaipur, Rajasthan Pincode: 302006 | TL/MD/2022/000001 | 08-Feb-2022 | Catheter | Class A
Oasis Test House Limited SP-2, 22 Godam Industrial Estate , Jaipur, Rajasthan Pincode: 302006 | TL/MD/2022/000001 | 08-Feb-2022 | Catheter | Class B
Oasis Test House Limited SP-2, 22 Godam Industrial Estate , Jaipur, Rajasthan Pincode: 302006 | TL/MD/2022/000001 | 08-Feb-2022 | Disposable Hypodermic Needles | Class B
Oasis Test House Limited SP-2, 22 Godam Industrial Estate , Jaipur, Rajasthan Pincode: 302006 | TL/MD/2022/000001 | 08-Feb-2022 | Disposable Hypodermic Syringes | Class B
Oasis Test House Limited SP-2, 22 Godam Industrial Estate , Jaipur, Rajasthan Pincode: 302006 | TL/MD/2022/000001 | 08-Feb-2022 | Disposable Perfusion Sets | Class B
Oasis Test House Limited SP-2, 22 Godam Industrial Estate , Jaipur, Rajasthan Pincode: 302006 | TL/MD/2022/000001 | 08-Feb-2022 | IV Cannulae | Class B
Oasis Test House Limited SP-2, 22 Godam Industrial Estate , Jaipur, Rajasthan Pincode: 302006 | TL/MD/2022/000001 | 08-Feb-2022 | Scalp Ven Set | Class B
Oasis Test House Limited SP-2, 22 Godam Industrial Estate , Jaipur, Rajasthan Pincode: 302006 | TL/MD/2022/000001 | 08-Feb-2022 | surgical dressings | Class B
Oasis Test House Limited SP-2, 22 Godam Industrial Estate , Jaipur, Rajasthan Pincode: 302006 | TL/MD/2022/000001 | 08-Feb-2022 | Blood bags | Class C
Oasis Test House Limited SP-2, 22 Godam Industrial Estate , Jaipur, Rajasthan Pincode: 302006 | TL/MD/2022/000001 | 08-Feb-2022 | Bone cement | Class C
Oasis Test House Limited SP-2, 22 Godam Industrial Estate , Jaipur, Rajasthan Pincode: 302006 | TL/MD/2022/000001 | 08-Feb-2022 | Intraocular lens | Class C
Oasis Test House Limited SP-2, 22 Godam Industrial Estate , Jaipur, Rajasthan Pincode: 302006 | TL/MD/2022/000001 | 08-Feb-2022 | Intrauterine Device | Class C
Oasis Test House Limited SP-2, 22 Godam Industrial Estate , Jaipur, Rajasthan Pincode: 302006 | TL/MD/2022/000001 | 08-Feb-2022 | Orthopaedic Implants | Class C
Oasis Test House Limited SP-2, 22 Godam Industrial Estate , Jaipur, Rajasthan Pincode: 302006 | TL/MD/2022/000001 | 08-Feb-2022 | Sutures and Ligatures | Class C
PALAMUR BIOSCIENCES PRIVATE LIMITED SH-20, KARVINA,MADIGATTLA VILLAGE, BHOOTHPUR MANDAL, Mahabubnagar, Telangana Pincode: 509382 | TL/MD/2019/000006 | 30-Dec-2019 | Disposable Hypodermic needles (Biological Toxicity) | Class B
PALAMUR BIOSCIENCES PRIVATE LIMITED SH-20, KARVINA,MADIGATTLA VILLAGE, BHOOTHPUR MANDAL, Mahabubnagar, Telangana Pincode: 509382 | TL/MD/2019/000006 | 30-Dec-2019 | Scalp Vein Set (Biological Toxicity) | Class B
PALAMUR BIOSCIENCES PRIVATE LIMITED SH-20, KARVINA,MADIGATTLA VILLAGE, BHOOTHPUR MANDAL, Mahabubnagar, Telangana Pincode: 509382 | TL/MD/2019/000006 | 30-Dec-2019 | Blood Bags (Biological Toxicity) | Class C
PALAMUR BIOSCIENCES PRIVATE LIMITED SH-20, KARVINA,MADIGATTLA VILLAGE, BHOOTHPUR MANDAL, Mahabubnagar, Telangana Pincode: 509382 | TL/MD/2019/000006 | 30-Dec-2019 | Cardiac stent (Biological Toxicity) | Class C
PALAMUR BIOSCIENCES PRIVATE LIMITED SH-20, KARVINA,MADIGATTLA VILLAGE, BHOOTHPUR MANDAL, Mahabubnagar, Telangana Pincode: 509382 | TL/MD/2019/000006 | 30-Dec-2019 | Catheters (Biological Toxicity) | Class C
PALAMUR BIOSCIENCES PRIVATE LIMITED SH-20, KARVINA,MADIGATTLA VILLAGE, BHOOTHPUR MANDAL, Mahabubnagar, Telangana Pincode: 509382 | TL/MD/2019/000006 | 30-Dec-2019 | Condoms (Biological Toxicity) | Class C
PALAMUR BIOSCIENCES PRIVATE LIMITED SH-20, KARVINA,MADIGATTLA VILLAGE, BHOOTHPUR MANDAL, Mahabubnagar, Telangana Pincode: 509382 | TL/MD/2019/000006 | 30-Dec-2019 | Disposable perfusion sets (Biological Toxicity) | Class C
PALAMUR BIOSCIENCES PRIVATE LIMITED SH-20, KARVINA,MADIGATTLA VILLAGE, BHOOTHPUR MANDAL, Mahabubnagar, Telangana Pincode: 509382 | TL/MD/2019/000006 | 30-Dec-2019 | Intra Ocular Lenses (Biological Toxicity) | Class C
PALAMUR BIOSCIENCES PRIVATE LIMITED SH-20, KARVINA,MADIGATTLA VILLAGE, BHOOTHPUR MANDAL, Mahabubnagar, Telangana Pincode: 509382 | TL/MD/2019/000006 | 30-Dec-2019 | Orthopaedic Implants (Biological Toxicity) | Class C
PALAMUR BIOSCIENCES PRIVATE LIMITED SH-20, KARVINA,MADIGATTLA VILLAGE, BHOOTHPUR MANDAL, Mahabubnagar, Telangana Pincode: 509382 | TL/MD/2019/000006 | 30-Dec-2019 | Surgical dressings (Biological Toxicity) | Class C
PALAMUR BIOSCIENCES PRIVATE LIMITED SH-20, KARVINA,MADIGATTLA VILLAGE, BHOOTHPUR MANDAL, Mahabubnagar, Telangana Pincode: 509382 | TL/MD/2019/000006 | 30-Dec-2019 | Sutures (Biological Toxicity) | Class C
PALAMUR BIOSCIENCES PRIVATE LIMITED SH-20, KARVINA,MADIGATTLA VILLAGE, BHOOTHPUR MANDAL, Mahabubnagar, Telangana Pincode: 509382 | TL/MD/2019/000006 | 30-Dec-2019 | Copper- T (Biological Toxicity) | Class D
PALAMUR BIOSCIENCES PRIVATE LIMITED SH-20, KARVINA,MADIGATTLA VILLAGE, BHOOTHPUR MANDAL, Mahabubnagar, Telangana Pincode: 509382 | TL/MD/2019/000006 | 30-Dec-2019 | Drug eluting stent (Biological Toxicity) | Class D
PALAMUR BIOSCIENCES PRIVATE LIMITED SH-20, KARVINA,MADIGATTLA VILLAGE, BHOOTHPUR MANDAL, Mahabubnagar, Telangana Pincode: 509382 | TL/MD/2019/000006 | 30-Dec-2019 | Heart Valves (Biological Toxicity) | Class D
PALAMUR BIOSCIENCES PRIVATE LIMITED SH-20, KARVINA,MADIGATTLA VILLAGE, BHOOTHPUR MANDAL, Mahabubnagar, Telangana Pincode: 509382 | TL/MD/2019/000006 | 02-Jan-2025 | Disposable Hypodermic needles (Biological Toxicity) | Class B
PALAMUR BIOSCIENCES PRIVATE LIMITED SH-20, KARVINA,MADIGATTLA VILLAGE, BHOOTHPUR MANDAL, Mahabubnagar, Telangana Pincode: 509382 | TL/MD/2019/000006 | 02-Jan-2025 | Scalp Vein Set (Biological Toxicity) | Class B
PALAMUR BIOSCIENCES PRIVATE LIMITED SH-20, KARVINA,MADIGATTLA VILLAGE, BHOOTHPUR MANDAL, Mahabubnagar, Telangana Pincode: 509382 | TL/MD/2019/000006 | 02-Jan-2025 | Blood Bags (Biological Toxicity) | Class C
PALAMUR BIOSCIENCES PRIVATE LIMITED SH-20, KARVINA,MADIGATTLA VILLAGE, BHOOTHPUR MANDAL, Mahabubnagar, Telangana Pincode: 509382 | TL/MD/2019/000006 | 02-Jan-2025 | Cardiac stent (Biological Toxicity) | Class C
PALAMUR BIOSCIENCES PRIVATE LIMITED SH-20, KARVINA,MADIGATTLA VILLAGE, BHOOTHPUR MANDAL, Mahabubnagar, Telangana Pincode: 509382 | TL/MD/2019/000006 | 02-Jan-2025 | Catheters (Biological Toxicity) | Class C
PALAMUR BIOSCIENCES PRIVATE LIMITED SH-20, KARVINA,MADIGATTLA VILLAGE, BHOOTHPUR MANDAL, Mahabubnagar, Telangana Pincode: 509382 | TL/MD/2019/000006 | 02-Jan-2025 | Condoms (Biological Toxicity) | Class C
PALAMUR BIOSCIENCES PRIVATE LIMITED SH-20, KARVINA,MADIGATTLA VILLAGE, BHOOTHPUR MANDAL, Mahabubnagar, Telangana Pincode: 509382 | TL/MD/2019/000006 | 02-Jan-2025 | Disposable perfusion sets (Biological Toxicity) | Class C
PALAMUR BIOSCIENCES PRIVATE LIMITED SH-20, KARVINA,MADIGATTLA VILLAGE, BHOOTHPUR MANDAL, Mahabubnagar, Telangana Pincode: 509382 | TL/MD/2019/000006 | 02-Jan-2025 | Intra Ocular Lenses (Biological Toxicity) | Class C
PALAMUR BIOSCIENCES PRIVATE LIMITED SH-20, KARVINA,MADIGATTLA VILLAGE, BHOOTHPUR MANDAL, Mahabubnagar, Telangana Pincode: 509382 | TL/MD/2019/000006 | 02-Jan-2025 | Orthopaedic Implants (Biological Toxicity) | Class C
PALAMUR BIOSCIENCES PRIVATE LIMITED SH-20, KARVINA,MADIGATTLA VILLAGE, BHOOTHPUR MANDAL, Mahabubnagar, Telangana Pincode: 509382 | TL/MD/2019/000006 | 02-Jan-2025 | Surgical dressings (Biological Toxicity) | Class C
PALAMUR BIOSCIENCES PRIVATE LIMITED SH-20, KARVINA,MADIGATTLA VILLAGE, BHOOTHPUR MANDAL, Mahabubnagar, Telangana Pincode: 509382 | TL/MD/2019/000006 | 02-Jan-2025 | Sutures (Biological Toxicity) | Class C
PALAMUR BIOSCIENCES PRIVATE LIMITED SH-20, KARVINA,MADIGATTLA VILLAGE, BHOOTHPUR MANDAL, Mahabubnagar, Telangana Pincode: 509382 | TL/MD/2019/000006 | 02-Jan-2025 | Copper- T (Biological Toxicity) | Class D
PALAMUR BIOSCIENCES PRIVATE LIMITED SH-20, KARVINA,MADIGATTLA VILLAGE, BHOOTHPUR MANDAL, Mahabubnagar, Telangana Pincode: 509382 | TL/MD/2019/000006 | 02-Jan-2025 | Drug eluting stent (Biological Toxicity) | Class D
PALAMUR BIOSCIENCES PRIVATE LIMITED SH-20, KARVINA,MADIGATTLA VILLAGE, BHOOTHPUR MANDAL, Mahabubnagar, Telangana Pincode: 509382 | TL/MD/2019/000006 | 02-Jan-2025 | Heart Valves (Biological Toxicity) | Class D
QVC Certification Services Private Limited Basement, Ground Floor, First Floor, Third Floor, 2-B CIVIL LINES, YUKTI BUSINESS CENTRE, NEAR OLD SESSION COURT, Ambala City, Ambala, Haryana Pincode: 134003 | TL/MD/2023/000004 | 05-Jun-2023 | Blood bank centrifuge (Electrical Safety IEC/EN 60601-1 and IEC/EN 61010-1) | Class A
QVC Certification Services Private Limited Basement, Ground Floor, First Floor, Third Floor, 2-B CIVIL LINES, YUKTI BUSINESS CENTRE, NEAR OLD SESSION COURT, Ambala City, Ambala, Haryana Pincode: 134003 | TL/MD/2023/000004 | 05-Jun-2023 | Electrical ICU bed (Electrical Safety IEC/EN 60601-1) | Class A
QVC Certification Services Private Limited Basement, Ground Floor, First Floor, Third Floor, 2-B CIVIL LINES, YUKTI BUSINESS CENTRE, NEAR OLD SESSION COURT, Ambala City, Ambala, Haryana Pincode: 134003 | TL/MD/2023/000004 | 05-Jun-2023 | Electric Operating Table (Electrical Safety IEC/EN 60601-1) | Class A
QVC Certification Services Private Limited Basement, Ground Floor, First Floor, Third Floor, 2-B CIVIL LINES, YUKTI BUSINESS CENTRE, NEAR OLD SESSION COURT, Ambala City, Ambala, Haryana Pincode: 134003 | TL/MD/2023/000004 | 05-Jun-2023 | Medical Electrical Equipment(IEC/EN 60601-1) | Class A
QVC Certification Services Private Limited Basement, Ground Floor, First Floor, Third Floor, 2-B CIVIL LINES, YUKTI BUSINESS CENTRE, NEAR OLD SESSION COURT, Ambala City, Ambala, Haryana Pincode: 134003 | TL/MD/2023/000004 | 05-Jun-2023 | Medical examination light, AC powered or Battery (Electrical Safety IEC/EN 60601-1) | Class A
QVC Certification Services Private Limited Basement, Ground Floor, First Floor, Third Floor, 2-B CIVIL LINES, YUKTI BUSINESS CENTRE, NEAR OLD SESSION COURT, Ambala City, Ambala, Haryana Pincode: 134003 | TL/MD/2023/000004 | 05-Jun-2023 | Surgical Light System (Electrical Safety IEC/EN 60601-1) | Class A
QVC Certification Services Private Limited Basement, Ground Floor, First Floor, Third Floor, 2-B CIVIL LINES, YUKTI BUSINESS CENTRE, NEAR OLD SESSION COURT, Ambala City, Ambala, Haryana Pincode: 134003 | TL/MD/2023/000004 | 05-Jun-2023 | Bed/chair electric massager (Electrical Safety IEC/EN 60601-1) | Class B
QVC Certification Services Private Limited Basement, Ground Floor, First Floor, Third Floor, 2-B CIVIL LINES, YUKTI BUSINESS CENTRE, NEAR OLD SESSION COURT, Ambala City, Ambala, Haryana Pincode: 134003 | TL/MD/2023/000004 | 05-Jun-2023 | Blood storage refrigerator (Electrical Safety IEC/EN 60601-1 and IEC/EN 61010-1) | Class B
QVC Certification Services Private Limited Basement, Ground Floor, First Floor, Third Floor, 2-B CIVIL LINES, YUKTI BUSINESS CENTRE, NEAR OLD SESSION COURT, Ambala City, Ambala, Haryana Pincode: 134003 | TL/MD/2023/000004 | 05-Jun-2023 | Dental Chair (Electrical Safety IEC/EN 60601-1) | Class B
QVC Certification Services Private Limited Basement, Ground Floor, First Floor, Third Floor, 2-B CIVIL LINES, YUKTI BUSINESS CENTRE, NEAR OLD SESSION COURT, Ambala City, Ambala, Haryana Pincode: 134003 | TL/MD/2023/000004 | 05-Jun-2023 | Electrocradio Graph (ECG Machine) (Electrical Safety IEC/EN 60601-1) | Class B
QVC Certification Services Private Limited Basement, Ground Floor, First Floor, Third Floor, 2-B CIVIL LINES, YUKTI BUSINESS CENTRE, NEAR OLD SESSION COURT, Ambala City, Ambala, Haryana Pincode: 134003 | TL/MD/2023/000004 | 05-Jun-2023 | ENT surgical microscope(Electrical Safety IEC/EN 60601-1 and IEC/EN 61010-1) | Class B
QVC Certification Services Private Limited Basement, Ground Floor, First Floor, Third Floor, 2-B CIVIL LINES, YUKTI BUSINESS CENTRE, NEAR OLD SESSION COURT, Ambala City, Ambala, Haryana Pincode: 134003 | TL/MD/2023/000004 | 05-Jun-2023 | Environmental chamber for storage of platelet Concentrate (Electrical Safety IEC/EN 60601-1 and IEC/EN 61010-1) | Class B
QVC Certification Services Private Limited Basement, Ground Floor, First Floor, Third Floor, 2-B CIVIL LINES, YUKTI BUSINESS CENTRE, NEAR OLD SESSION COURT, Ambala City, Ambala, Haryana Pincode: 134003 | TL/MD/2023/000004 | 05-Jun-2023 | Medical bassinet (Electrical Safety IEC/EN 60601-1) | Class B
QVC Certification Services Private Limited Basement, Ground Floor, First Floor, Third Floor, 2-B CIVIL LINES, YUKTI BUSINESS CENTRE, NEAR OLD SESSION COURT, Ambala City, Ambala, Haryana Pincode: 134003 | TL/MD/2023/000004 | 05-Jun-2023 | Medical Electrical Equipment(IEC/EN 60601-1) | Class B
QVC Certification Services Private Limited Basement, Ground Floor, First Floor, Third Floor, 2-B CIVIL LINES, YUKTI BUSINESS CENTRE, NEAR OLD SESSION COURT, Ambala City, Ambala, Haryana Pincode: 134003 | TL/MD/2023/000004 | 05-Jun-2023 | Motorised Wheeled stretcher (Electrical Safety IEC/EN 60601-1) | Class B
QVC Certification Services Private Limited Basement, Ground Floor, First Floor, Third Floor, 2-B CIVIL LINES, YUKTI BUSINESS CENTRE, NEAR OLD SESSION COURT, Ambala City, Ambala, Haryana Pincode: 134003 | TL/MD/2023/000004 | 05-Jun-2023 | Accelerator System Chair (Electrical Safety IEC/EN 60601-1) | Class C
QVC Certification Services Private Limited Basement, Ground Floor, First Floor, Third Floor, 2-B CIVIL LINES, YUKTI BUSINESS CENTRE, NEAR OLD SESSION COURT, Ambala City, Ambala, Haryana Pincode: 134003 | TL/MD/2023/000004 | 05-Jun-2023 | Aspirator (Electrical Safety IEC/EN 60601-1) | Class C
QVC Certification Services Private Limited Basement, Ground Floor, First Floor, Third Floor, 2-B CIVIL LINES, YUKTI BUSINESS CENTRE, NEAR OLD SESSION COURT, Ambala City, Ambala, Haryana Pincode: 134003 | TL/MD/2023/000004 | 05-Jun-2023 | CT Scan Equipment (IEC/EN 60601-1) | Class C
QVC Certification Services Private Limited Basement, Ground Floor, First Floor, Third Floor, 2-B CIVIL LINES, YUKTI BUSINESS CENTRE, NEAR OLD SESSION COURT, Ambala City, Ambala, Haryana Pincode: 134003 | TL/MD/2023/000004 | 05-Jun-2023 | Defibrillators (IEC/EN 60601-1) | Class C
QVC Certification Services Private Limited Basement, Ground Floor, First Floor, Third Floor, 2-B CIVIL LINES, YUKTI BUSINESS CENTRE, NEAR OLD SESSION COURT, Ambala City, Ambala, Haryana Pincode: 134003 | TL/MD/2023/000004 | 05-Jun-2023 | Dialysis machine (Electrical Safety IEC/EN 60601-1) | Class C
QVC Certification Services Private Limited Basement, Ground Floor, First Floor, Third Floor, 2-B CIVIL LINES, YUKTI BUSINESS CENTRE, NEAR OLD SESSION COURT, Ambala City, Ambala, Haryana Pincode: 134003 | TL/MD/2023/000004 | 05-Jun-2023 | Dry-heat sterilizer. (Autoclave) (Electrical Safety IEC/EN 60601-1 and IEC/EN 61010-1) | Class C
QVC Certification Services Private Limited Basement, Ground Floor, First Floor, Third Floor, 2-B CIVIL LINES, YUKTI BUSINESS CENTRE, NEAR OLD SESSION COURT, Ambala City, Ambala, Haryana Pincode: 134003 | TL/MD/2023/000004 | 05-Jun-2023 | Ethylene oxide gas sterilizer (Electrical Safety IEC/EN 60601-1 and IEC/EN 61010-1) | Class C
QVC Certification Services Private Limited Basement, Ground Floor, First Floor, Third Floor, 2-B CIVIL LINES, YUKTI BUSINESS CENTRE, NEAR OLD SESSION COURT, Ambala City, Ambala, Haryana Pincode: 134003 | TL/MD/2023/000004 | 05-Jun-2023 | Infusion/Syringe Pump ( Electrical Safety IEC/EN 60601-1) | Class C
QVC Certification Services Private Limited Basement, Ground Floor, First Floor, Third Floor, 2-B CIVIL LINES, YUKTI BUSINESS CENTRE, NEAR OLD SESSION COURT, Ambala City, Ambala, Haryana Pincode: 134003 | TL/MD/2023/000004 | 05-Jun-2023 | Medical Electrical Equipment(IEC/EN 60601-1) | Class C
QVC Certification Services Private Limited Basement, Ground Floor, First Floor, Third Floor, 2-B CIVIL LINES, YUKTI BUSINESS CENTRE, NEAR OLD SESSION COURT, Ambala City, Ambala, Haryana Pincode: 134003 | TL/MD/2023/000004 | 05-Jun-2023 | MRI Equipment (Electrical Safety IEC/EN 60601-1) | Class C
QVC Certification Services Private Limited Basement, Ground Floor, First Floor, Third Floor, 2-B CIVIL LINES, YUKTI BUSINESS CENTRE, NEAR OLD SESSION COURT, Ambala City, Ambala, Haryana Pincode: 134003 | TL/MD/2023/000004 | 05-Jun-2023 | Nebulizer ( Electrical Safety IEC/EN 60601-1) | Class C
QVC Certification Services Private Limited Basement, Ground Floor, First Floor, Third Floor, 2-B CIVIL LINES, YUKTI BUSINESS CENTRE, NEAR OLD SESSION COURT, Ambala City, Ambala, Haryana Pincode: 134003 | TL/MD/2023/000004 | 05-Jun-2023 | Oxygen Concentrator (Electrical Safety IEC/EN 60601-1) | Class C
QVC Certification Services Private Limited Basement, Ground Floor, First Floor, Third Floor, 2-B CIVIL LINES, YUKTI BUSINESS CENTRE, NEAR OLD SESSION COURT, Ambala City, Ambala, Haryana Pincode: 134003 | TL/MD/2023/000004 | 05-Jun-2023 | Oxymeter (Electrical Safety IEC/EN 60601-1) | Class C
QVC Certification Services Private Limited Basement, Ground Floor, First Floor, Third Floor, 2-B CIVIL LINES, YUKTI BUSINESS CENTRE, NEAR OLD SESSION COURT, Ambala City, Ambala, Haryana Pincode: 134003 | TL/MD/2023/000004 | 05-Jun-2023 | Patient Monitor (Electrical Safety IEC/EN 60601-1) | Class C
QVC Certification Services Private Limited Basement, Ground Floor, First Floor, Third Floor, 2-B CIVIL LINES, YUKTI BUSINESS CENTRE, NEAR OLD SESSION COURT, Ambala City, Ambala, Haryana Pincode: 134003 | TL/MD/2023/000004 | 05-Jun-2023 | Steam sterilizer. (Autoclave) (Electrical Safety IEC/EN 60601-1 and IEC/EN 61010-1) | Class C
QVC Certification Services Private Limited Basement, Ground Floor, First Floor, Third Floor, 2-B CIVIL LINES, YUKTI BUSINESS CENTRE, NEAR OLD SESSION COURT, Ambala City, Ambala, Haryana Pincode: 134003 | TL/MD/2023/000004 | 05-Jun-2023 | X-Ray Equipment (Electrical Safety IEC/EN 60601-1) | Class C
QVC Certification Services Private Limited Basement, Ground Floor, First Floor, Third Floor, 2-B CIVIL LINES, YUKTI BUSINESS CENTRE, NEAR OLD SESSION COURT, Ambala City, Ambala, Haryana Pincode: 134003 | TL/MD/2023/000004 | 05-Jun-2023 | Ablation Devices (Electrical Safety IEC/EN 60601-1 ) | Class D
QVC Certification Services Private Limited Basement, Ground Floor, First Floor, Third Floor, 2-B CIVIL LINES, YUKTI BUSINESS CENTRE, NEAR OLD SESSION COURT, Ambala City, Ambala, Haryana Pincode: 134003 | TL/MD/2023/000004 | 05-Jun-2023 | Medical Electrical Equipment(IEC/EN 60601-1) | Class D
QVC Certification Services Private Limited Basement, Ground Floor, First Floor, Third Floor, 2-B CIVIL LINES, YUKTI BUSINESS CENTRE, NEAR OLD SESSION COURT, Ambala City, Ambala, Haryana Pincode: 134003 | TL/MD/2024/000002 | 01-Feb-2024 | Electro Medical Devices- EMC Test (Electrical Fast Transient (EFT) / Burst Immunity Test) | Class A
QVC Certification Services Private Limited Basement, Ground Floor, First Floor, Third Floor, 2-B CIVIL LINES, YUKTI BUSINESS CENTRE, NEAR OLD SESSION COURT, Ambala City, Ambala, Haryana Pincode: 134003 | TL/MD/2024/000002 | 01-Feb-2024 | Electro Medical Devices- EMC Test (Electrostatic Discharge Immunity Test) | Class A
QVC Certification Services Private Limited Basement, Ground Floor, First Floor, Third Floor, 2-B CIVIL LINES, YUKTI BUSINESS CENTRE, NEAR OLD SESSION COURT, Ambala City, Ambala, Haryana Pincode: 134003 | TL/MD/2024/000002 | 01-Feb-2024 | Electro Medical Devices- EMC Test (Harmonic Current Emissions Test) | Class A
QVC Certification Services Private Limited Basement, Ground Floor, First Floor, Third Floor, 2-B CIVIL LINES, YUKTI BUSINESS CENTRE, NEAR OLD SESSION COURT, Ambala City, Ambala, Haryana Pincode: 134003 | TL/MD/2024/000002 | 01-Feb-2024 | Electro Medical Devices- EMC Test (Power Frequency magnetic field immunity test) | Class A
QVC Certification Services Private Limited Basement, Ground Floor, First Floor, Third Floor, 2-B CIVIL LINES, YUKTI BUSINESS CENTRE, NEAR OLD SESSION COURT, Ambala City, Ambala, Haryana Pincode: 134003 | TL/MD/2024/000002 | 01-Feb-2024 | Electro Medical Devices- EMC Test (Surge Immunity Test) | Class A
QVC Certification Services Private Limited Basement, Ground Floor, First Floor, Third Floor, 2-B CIVIL LINES, YUKTI BUSINESS CENTRE, NEAR OLD SESSION COURT, Ambala City, Ambala, Haryana Pincode: 134003 | TL/MD/2024/000002 | 01-Feb-2024 | Electro Medical Devices- EMC Test (Voltage dips, short interruptions and voltage variations Immunity test) | Class A
QVC Certification Services Private Limited Basement, Ground Floor, First Floor, Third Floor, 2-B CIVIL LINES, YUKTI BUSINESS CENTRE, NEAR OLD SESSION COURT, Ambala City, Ambala, Haryana Pincode: 134003 | TL/MD/2024/000002 | 01-Feb-2024 | Electro Medical Devices- EMC Test (Voltage fluctuations and flicker) | Class A
QVC Certification Services Private Limited Basement, Ground Floor, First Floor, Third Floor, 2-B CIVIL LINES, YUKTI BUSINESS CENTRE, NEAR OLD SESSION COURT, Ambala City, Ambala, Haryana Pincode: 134003 | TL/MD/2024/000002 | 01-Feb-2024 | Electro Medical Devices- EMC Test (Electrical Fast Transient (EFT) / Burst Immunity Test) | Class B
QVC Certification Services Private Limited Basement, Ground Floor, First Floor, Third Floor, 2-B CIVIL LINES, YUKTI BUSINESS CENTRE, NEAR OLD SESSION COURT, Ambala City, Ambala, Haryana Pincode: 134003 | TL/MD/2024/000002 | 01-Feb-2024 | Electro Medical Devices- EMC Test (Electrostatic Discharge Immunity Test) | Class B
QVC Certification Services Private Limited Basement, Ground Floor, First Floor, Third Floor, 2-B CIVIL LINES, YUKTI BUSINESS CENTRE, NEAR OLD SESSION COURT, Ambala City, Ambala, Haryana Pincode: 134003 | TL/MD/2024/000002 | 01-Feb-2024 | Electro Medical Devices- EMC Test (Harmonic Current Emissions Test) | Class B
QVC Certification Services Private Limited Basement, Ground Floor, First Floor, Third Floor, 2-B CIVIL LINES, YUKTI BUSINESS CENTRE, NEAR OLD SESSION COURT, Ambala City, Ambala, Haryana Pincode: 134003 | TL/MD/2024/000002 | 01-Feb-2024 | Electro Medical Devices- EMC Test (Power Frequency magnetic field immunity test) | Class B
QVC Certification Services Private Limited Basement, Ground Floor, First Floor, Third Floor, 2-B CIVIL LINES, YUKTI BUSINESS CENTRE, NEAR OLD SESSION COURT, Ambala City, Ambala, Haryana Pincode: 134003 | TL/MD/2024/000002 | 01-Feb-2024 | Electro Medical Devices- EMC Test (Surge Immunity Test) | Class B
QVC Certification Services Private Limited Basement, Ground Floor, First Floor, Third Floor, 2-B CIVIL LINES, YUKTI BUSINESS CENTRE, NEAR OLD SESSION COURT, Ambala City, Ambala, Haryana Pincode: 134003 | TL/MD/2024/000002 | 01-Feb-2024 | Electro Medical Devices- EMC Test (Voltage dips, short interruptions and voltage variations Immunity test) | Class B
QVC Certification Services Private Limited Basement, Ground Floor, First Floor, Third Floor, 2-B CIVIL LINES, YUKTI BUSINESS CENTRE, NEAR OLD SESSION COURT, Ambala City, Ambala, Haryana Pincode: 134003 | TL/MD/2024/000002 | 01-Feb-2024 | Electro Medical Devices- EMC Test (Voltage fluctuations and flicker) | Class B
QVC Certification Services Private Limited Basement, Ground Floor, First Floor, Third Floor, 2-B CIVIL LINES, YUKTI BUSINESS CENTRE, NEAR OLD SESSION COURT, Ambala City, Ambala, Haryana Pincode: 134003 | TL/MD/2024/000002 | 01-Feb-2024 | Electro Medical Devices- EMC Test (Electrical Fast Transient (EFT) / Burst Immunity Test) | Class C
QVC Certification Services Private Limited Basement, Ground Floor, First Floor, Third Floor, 2-B CIVIL LINES, YUKTI BUSINESS CENTRE, NEAR OLD SESSION COURT, Ambala City, Ambala, Haryana Pincode: 134003 | TL/MD/2024/000002 | 01-Feb-2024 | Electro Medical Devices- EMC Test (Electrostatic Discharge Immunity Test) | Class C
QVC Certification Services Private Limited Basement, Ground Floor, First Floor, Third Floor, 2-B CIVIL LINES, YUKTI BUSINESS CENTRE, NEAR OLD SESSION COURT, Ambala City, Ambala, Haryana Pincode: 134003 | TL/MD/2024/000002 | 01-Feb-2024 | Electro Medical Devices- EMC Test (Harmonic Current Emissions Test) | Class C
QVC Certification Services Private Limited Basement, Ground Floor, First Floor, Third Floor, 2-B CIVIL LINES, YUKTI BUSINESS CENTRE, NEAR OLD SESSION COURT, Ambala City, Ambala, Haryana Pincode: 134003 | TL/MD/2024/000002 | 01-Feb-2024 | Electro Medical Devices- EMC Test (Power Frequency magnetic field immunity test) | Class C
QVC Certification Services Private Limited Basement, Ground Floor, First Floor, Third Floor, 2-B CIVIL LINES, YUKTI BUSINESS CENTRE, NEAR OLD SESSION COURT, Ambala City, Ambala, Haryana Pincode: 134003 | TL/MD/2024/000002 | 01-Feb-2024 | Electro Medical Devices- EMC Test (Surge Immunity Test) | Class C
QVC Certification Services Private Limited Basement, Ground Floor, First Floor, Third Floor, 2-B CIVIL LINES, YUKTI BUSINESS CENTRE, NEAR OLD SESSION COURT, Ambala City, Ambala, Haryana Pincode: 134003 | TL/MD/2024/000002 | 01-Feb-2024 | Electro Medical Devices- EMC Test (Voltage dips, short interruptions and voltage variations Immunity test) | Class C
QVC Certification Services Private Limited Basement, Ground Floor, First Floor, Third Floor, 2-B CIVIL LINES, YUKTI BUSINESS CENTRE, NEAR OLD SESSION COURT, Ambala City, Ambala, Haryana Pincode: 134003 | TL/MD/2024/000002 | 01-Feb-2024 | Electro Medical Devices- EMC Test (Voltage fluctuations and flicker) | Class C
RIBOSOME RESEARCH CENTRE PRIVATE LIMITED SR.NO. 261/1, BLOCK NO. 271, NEAR DHANVANTARY PHARMACY COLLEGE, VILLAGE - KUDSAD, TAL.-OLPAD, Surat, Gujarat Pincode: 394110 | TL/MD/2024/000018 | 04-Sep-2024 | Low Density Polyethylene, High Density Polyethylene, Rubber Stoppers, Elastomeric Rubbers - Cytotoxicity as per USP 42, Chapter 87 | Class A
RIBOSOME RESEARCH CENTRE PRIVATE LIMITED SR.NO. 261/1, BLOCK NO. 271, NEAR DHANVANTARY PHARMACY COLLEGE, VILLAGE - KUDSAD, TAL.-OLPAD, Surat, Gujarat Pincode: 394110 | TL/MD/2024/000018 | 04-Sep-2024 | Blood Bags and other Medical Devices - Sterility BET MLT as per IP BP USP and other standards | Class B
RIBOSOME RESEARCH CENTRE PRIVATE LIMITED SR.NO. 261/1, BLOCK NO. 271, NEAR DHANVANTARY PHARMACY COLLEGE, VILLAGE - KUDSAD, TAL.-OLPAD, Surat, Gujarat Pincode: 394110 | TL/MD/2024/000018 | 04-Sep-2024 | Catheters - All Biocompatibility tests as per ISO 10993 (1 to 18, 23, 33) and ASTM. Sterility BET MLT as per IP BP USP and other standards | Class B
RIBOSOME RESEARCH CENTRE PRIVATE LIMITED SR.NO. 261/1, BLOCK NO. 271, NEAR DHANVANTARY PHARMACY COLLEGE, VILLAGE - KUDSAD, TAL.-OLPAD, Surat, Gujarat Pincode: 394110 | TL/MD/2024/000018 | 04-Sep-2024 | Needles - All Biocompatibility tests as per ISO 10993 (1 to 18, 23, 33) and ASTM. Sterility BET MLT as per IP BP USP and other standards | Class B
RIBOSOME RESEARCH CENTRE PRIVATE LIMITED SR.NO. 261/1, BLOCK NO. 271, NEAR DHANVANTARY PHARMACY COLLEGE, VILLAGE - KUDSAD, TAL.-OLPAD, Surat, Gujarat Pincode: 394110 | TL/MD/2024/000018 | 04-Sep-2024 | Surgical Gloves and Dressings - All Biocompatibility tests as per ISO 10993 (1 to 18, 23, 33) and ASTM. | Class B
RIBOSOME RESEARCH CENTRE PRIVATE LIMITED SR.NO. 261/1, BLOCK NO. 271, NEAR DHANVANTARY PHARMACY COLLEGE, VILLAGE - KUDSAD, TAL.-OLPAD, Surat, Gujarat Pincode: 394110 | TL/MD/2024/000018 | 04-Sep-2024 | Syringes - All Biocompatibility tests as per ISO 10993 (1 to 18, 23, 33) and ASTM. | Class B
RIBOSOME RESEARCH CENTRE PRIVATE LIMITED SR.NO. 261/1, BLOCK NO. 271, NEAR DHANVANTARY PHARMACY COLLEGE, VILLAGE - KUDSAD, TAL.-OLPAD, Surat, Gujarat Pincode: 394110 | TL/MD/2024/000018 | 04-Sep-2024 | Bone Cements - All Biocompatibility tests as per ISO 10993 (1 to 18, 23, 33) and ASTM. | Class C
RIBOSOME RESEARCH CENTRE PRIVATE LIMITED SR.NO. 261/1, BLOCK NO. 271, NEAR DHANVANTARY PHARMACY COLLEGE, VILLAGE - KUDSAD, TAL.-OLPAD, Surat, Gujarat Pincode: 394110 | TL/MD/2024/000018 | 04-Sep-2024 | Condoms - All Biocompatibility tests as per ISO 10993 (1 to 18, 23, 33) and ASTM. Sterility BET MLT as per IP BP USP and other standards | Class C
RIBOSOME RESEARCH CENTRE PRIVATE LIMITED SR.NO. 261/1, BLOCK NO. 271, NEAR DHANVANTARY PHARMACY COLLEGE, VILLAGE - KUDSAD, TAL.-OLPAD, Surat, Gujarat Pincode: 394110 | TL/MD/2024/000018 | 04-Sep-2024 | Copper T - All Biocompatibility tests as per ISO 10993 (1 to 18, 23, 33) and ASTM. Sterility BET MLT as per IP BP USP and other standards | Class C
RIBOSOME RESEARCH CENTRE PRIVATE LIMITED SR.NO. 261/1, BLOCK NO. 271, NEAR DHANVANTARY PHARMACY COLLEGE, VILLAGE - KUDSAD, TAL.-OLPAD, Surat, Gujarat Pincode: 394110 | TL/MD/2024/000018 | 04-Sep-2024 | Orthopaedic Devices, Joints, Screws and Plates - All Biocompatibility tests as per ISO 10993 (1 to 18, 23, 33) and ASTM. | Class C
RIBOSOME RESEARCH CENTRE PRIVATE LIMITED SR.NO. 261/1, BLOCK NO. 271, NEAR DHANVANTARY PHARMACY COLLEGE, VILLAGE - KUDSAD, TAL.-OLPAD, Surat, Gujarat Pincode: 394110 | TL/MD/2024/000018 | 04-Sep-2024 | Sutures - All Biocompatibility tests as per ISO 10993 (1 to 18, 23, 33) and ASTM. | Class C
RIBOSOME RESEARCH CENTRE PRIVATE LIMITED SR.NO. 261/1, BLOCK NO. 271, NEAR DHANVANTARY PHARMACY COLLEGE, VILLAGE - KUDSAD, TAL.-OLPAD, Surat, Gujarat Pincode: 394110 | TL/MD/2024/000018 | 04-Sep-2024 | Tubular rings - All Biocompatibility tests as per ISO 10993 (1 to 18, 23, 33) and ASTM. Sterility BET MLT as per IP BP USP and other standards | Class C
RIBOSOME RESEARCH CENTRE PRIVATE LIMITED SR.NO. 261/1, BLOCK NO. 271, NEAR DHANVANTARY PHARMACY COLLEGE, VILLAGE - KUDSAD, TAL.-OLPAD, Surat, Gujarat Pincode: 394110 | TL/MD/2024/000018 | 04-Sep-2024 | Ablation Device - All Biocompatibility tests as per ISO 10993 (1 to 18, 23, 33) and ASTM. | Class D
RIBOSOME RESEARCH CENTRE PRIVATE LIMITED SR.NO. 261/1, BLOCK NO. 271, NEAR DHANVANTARY PHARMACY COLLEGE, VILLAGE - KUDSAD, TAL.-OLPAD, Surat, Gujarat Pincode: 394110 | TL/MD/2024/000018 | 04-Sep-2024 | Cardiac Stents (including Drug Eluting Stents) - All Biocompatibility tests as per ISO 10993 (1 to 18, 23, 33) and ASTM. | Class D
RIBOSOME RESEARCH CENTRE PRIVATE LIMITED SR.NO. 261/1, BLOCK NO. 271, NEAR DHANVANTARY PHARMACY COLLEGE, VILLAGE - KUDSAD, TAL.-OLPAD, Surat, Gujarat Pincode: 394110 | TL/MD/2024/000018 | 04-Sep-2024 | Heart Valves - All Biocompatibility tests as per ISO 10993 (1 to 18, 23, 33) and ASTM. | Class D
RIBOSOME RESEARCH CENTRE PRIVATE LIMITED SR.NO. 261/1, BLOCK NO. 271, NEAR DHANVANTARY PHARMACY COLLEGE, VILLAGE - KUDSAD, TAL.-OLPAD, Surat, Gujarat Pincode: 394110 | TL/MD/2024/000018 | 04-Sep-2024 | Internal Prosthetic Replacements - All Biocompatibility tests as per ISO 10993 (1 to 18, 23, 33) and ASTM. | Class D
RIBOSOME RESEARCH CENTRE PRIVATE LIMITED SR.NO. 261/1, BLOCK NO. 271, NEAR DHANVANTARY PHARMACY COLLEGE, VILLAGE - KUDSAD, TAL.-OLPAD, Surat, Gujarat Pincode: 394110 | TL/MD/2024/000018 | 04-Sep-2024 | Intra Ocular Implants - All Biocompatibility tests as per ISO 10993 (1 to 18, 23, 33) and ASTM. | Class D
RIBOSOME RESEARCH CENTRE PRIVATE LIMITED SR.NO. 261/1, BLOCK NO. 271, NEAR DHANVANTARY PHARMACY COLLEGE, VILLAGE - KUDSAD, TAL.-OLPAD, Surat, Gujarat Pincode: 394110 | TL/MD/2024/000018 | 04-Sep-2024 | Vascular devices, IV sets, Cannulae and Scalp Vein Set, Perfusion Sets - All Biocompatibility tests as per ISO 10993 (1 to 18, 23, 33) and ASTM. Sterility BET MLT as per IP BP USP and other standards | Class D
SATIATE RESEARCH AND ANATECH PVT LTD PLOT No. 264, Floor I & II HSIIDC, Barwala, Panchkula, Panchkula, Haryana Pincode: 134118 | TL/MD/2025/000002 | 13-Feb-2025 | Blood Bags (Bacterial Endotoxin Test) Indian Pharmacopoeia, Vol. 1 General chapters 2.2.3 | Class A
SATIATE RESEARCH AND ANATECH PVT LTD PLOT No. 264, Floor I & II HSIIDC, Barwala, Panchkula, Panchkula, Haryana Pincode: 134118 | TL/MD/2025/000002 | 13-Feb-2025 | Blood Bags (Sterility) Indian Pharmacopoeia, Vol. 1 General chapters 2.2.11 | Class A
SATIATE RESEARCH AND ANATECH PVT LTD PLOT No. 264, Floor I & II HSIIDC, Barwala, Panchkula, Panchkula, Haryana Pincode: 134118 | TL/MD/2025/000002 | 13-Feb-2025 | Catheter (Sterility) Indian Pharmacopoeia, Vol. 1 General chapters 2.2.11 | Class A
SATIATE RESEARCH AND ANATECH PVT LTD PLOT No. 264, Floor I & II HSIIDC, Barwala, Panchkula, Panchkula, Haryana Pincode: 134118 | TL/MD/2025/000002 | 13-Feb-2025 | Disposable Surgical Rubber Gloves (Physicochemical Tests Parameters) IS 13422 | Class A
SATIATE RESEARCH AND ANATECH PVT LTD PLOT No. 264, Floor I & II HSIIDC, Barwala, Panchkula, Panchkula, Haryana Pincode: 134118 | TL/MD/2025/000002 | 13-Feb-2025 | Foley Balloon Catheter 2 Way (Physicochemical Test parameters) IS 11497 | Class A
SATIATE RESEARCH AND ANATECH PVT LTD PLOT No. 264, Floor I & II HSIIDC, Barwala, Panchkula, Panchkula, Haryana Pincode: 134118 | TL/MD/2025/000002 | 13-Feb-2025 | Handloom Cotton Bandage cloth and cut bandages (Physicochemical Test parameter) IS 1963, IS 863, IS 2369, IS 1954, IS 1964, IS 1390, IS 1383 | Class A
SATIATE RESEARCH AND ANATECH PVT LTD PLOT No. 264, Floor I & II HSIIDC, Barwala, Panchkula, Panchkula, Haryana Pincode: 134118 | TL/MD/2025/000002 | 13-Feb-2025 | Sterile Single use Plastic Syringes (Bacterial Endotoxin Test (By Gel clot method) Indian Pharmacopoeia, Vol. 1 General chapters 2.2.3 | Class A
SATIATE RESEARCH AND ANATECH PVT LTD PLOT No. 264, Floor I & II HSIIDC, Barwala, Panchkula, Panchkula, Haryana Pincode: 134118 | TL/MD/2025/000002 | 13-Feb-2025 | Sterile Single use Plastic Syringes (Sterility) Indian Pharmacopoeia, Vol. 1 General chapters 2.2.11 | Class A
SATIATE RESEARCH AND ANATECH PVT LTD PLOT No. 264, Floor I & II HSIIDC, Barwala, Panchkula, Panchkula, Haryana Pincode: 134118 | TL/MD/2025/000002 | 13-Feb-2025 | Surgical Dressings, Absorbent Cotton (Physicochemical Test Parameters) IS 14944 | Class A
SATIATE RESEARCH AND ANATECH PVT LTD PLOT No. 264, Floor I & II HSIIDC, Barwala, Panchkula, Panchkula, Haryana Pincode: 134118 | TL/MD/2025/000002 | 13-Feb-2025 | Blood Bags (Bacterial Endotoxin Test) Indian Pharmacopoeia, Vol. 1 General chapters 2.2.3 | Class B
SATIATE RESEARCH AND ANATECH PVT LTD PLOT No. 264, Floor I & II HSIIDC, Barwala, Panchkula, Panchkula, Haryana Pincode: 134118 | TL/MD/2025/000002 | 13-Feb-2025 | Blood Bags (Sterility) Indian Pharmacopoeia, Vol. 1 General chapters 2.2.11 | Class B
SATIATE RESEARCH AND ANATECH PVT LTD PLOT No. 264, Floor I & II HSIIDC, Barwala, Panchkula, Panchkula, Haryana Pincode: 134118 | TL/MD/2025/000002 | 13-Feb-2025 | Catheter (Sterility) Indian Pharmacopoeia, Vol. 1 General chapters 2.2.11 | Class B
SATIATE RESEARCH AND ANATECH PVT LTD PLOT No. 264, Floor I & II HSIIDC, Barwala, Panchkula, Panchkula, Haryana Pincode: 134118 | TL/MD/2025/000002 | 13-Feb-2025 | Foley Balloon Catheter 2 Way (Physicochemical Test parameters) IS 11497 | Class B
SATIATE RESEARCH AND ANATECH PVT LTD PLOT No. 264, Floor I & II HSIIDC, Barwala, Panchkula, Panchkula, Haryana Pincode: 134118 | TL/MD/2025/000002 | 13-Feb-2025 | Handloom Cotton Bandage cloth and cut bandages (Physicochemical Test parameter) IS 1963, IS 863, IS 2369, IS 1954, IS 1964, IS 1390, IS 1383 | Class B
SATIATE RESEARCH AND ANATECH PVT LTD PLOT No. 264, Floor I & II HSIIDC, Barwala, Panchkula, Panchkula, Haryana Pincode: 134118 | TL/MD/2025/000002 | 13-Feb-2025 | Sterile Single use Plastic Syringes (Bacterial Endotoxin Test (By Gel clot method) Indian Pharmacopoeia, Vol. 1 General chapters 2.2.3 | Class B
SATIATE RESEARCH AND ANATECH PVT LTD PLOT No. 264, Floor I & II HSIIDC, Barwala, Panchkula, Panchkula, Haryana Pincode: 134118 | TL/MD/2025/000002 | 13-Feb-2025 | Sterile Single use Plastic Syringes (Sterility) Indian Pharmacopoeia, Vol. 1 General chapters 2.2.11 | Class B
SATIATE RESEARCH AND ANATECH PVT LTD PLOT No. 264, Floor I & II HSIIDC, Barwala, Panchkula, Panchkula, Haryana Pincode: 134118 | TL/MD/2025/000002 | 13-Feb-2025 | Surgical Dressings, Absorbent Cotton (Physicochemical Test Parameters) IS 14944 | Class B
SATIATE RESEARCH AND ANATECH PVT LTD PLOT No. 264, Floor I & II HSIIDC, Barwala, Panchkula, Panchkula, Haryana Pincode: 134118 | TL/MD/2025/000002 | 13-Feb-2025 | Blood Bags (Bacterial Endotoxin Test) Indian Pharmacopoeia, Vol. 1 General chapters 2.2.3 | Class C
SATIATE RESEARCH AND ANATECH PVT LTD PLOT No. 264, Floor I & II HSIIDC, Barwala, Panchkula, Panchkula, Haryana Pincode: 134118 | TL/MD/2025/000002 | 13-Feb-2025 | Blood Bags (Sterility) Indian Pharmacopoeia, Vol. 1 General chapters 2.2.11 | Class C
SATIATE RESEARCH AND ANATECH PVT LTD PLOT No. 264, Floor I & II HSIIDC, Barwala, Panchkula, Panchkula, Haryana Pincode: 134118 | TL/MD/2025/000002 | 13-Feb-2025 | Catheter (Sterility) Indian Pharmacopoeia, Vol. 1 General chapters 2.2.11 | Class C
SATIATE RESEARCH AND ANATECH PVT LTD PLOT No. 264, Floor I & II HSIIDC, Barwala, Panchkula, Panchkula, Haryana Pincode: 134118 | TL/MD/2025/000002 | 13-Feb-2025 | Copper T (Sterility) Indian Pharmacopoeia, Vol. 1 General chapters 2.2.11 | Class C
SATIATE RESEARCH AND ANATECH PVT LTD PLOT No. 264, Floor I & II HSIIDC, Barwala, Panchkula, Panchkula, Haryana Pincode: 134118 | TL/MD/2025/000002 | 13-Feb-2025 | Foley Balloon Catheter 2 Way (Physicochemical Test parameters) IS 11497 | Class C
SATIATE RESEARCH AND ANATECH PVT LTD PLOT No. 264, Floor I & II HSIIDC, Barwala, Panchkula, Panchkula, Haryana Pincode: 134118 | TL/MD/2025/000002 | 13-Feb-2025 | Sterile Single use Plastic Syringes (Bacterial Endotoxin Test (By Gel clot method) Indian Pharmacopoeia, Vol. 1 General chapters 2.2.3 | Class C
SATIATE RESEARCH AND ANATECH PVT LTD PLOT No. 264, Floor I & II HSIIDC, Barwala, Panchkula, Panchkula, Haryana Pincode: 134118 | TL/MD/2025/000002 | 13-Feb-2025 | Sterile Single use Plastic Syringes (Sterility) Indian Pharmacopoeia, Vol. 1 General chapters 2.2.11 | Class C
SATIATE RESEARCH AND ANATECH PVT LTD PLOT No. 264, Floor I & II HSIIDC, Barwala, Panchkula, Panchkula, Haryana Pincode: 134118 | TL/MD/2025/000002 | 13-Feb-2025 | Surgical Dressings, Absorbent Cotton (Physicochemical Test Parameters) IS 14944 | Class C
SATIATE RESEARCH AND ANATECH PVT LTD PLOT No. 264, Floor I & II HSIIDC, Barwala, Panchkula, Panchkula, Haryana Pincode: 134118 | TL/MD/2025/000002 | 13-Feb-2025 | Surgical Suture and Ligatures (Sterility) Indian Pharmacopoeia, Vol. 1 General chapters 2.2.11 | Class C
SATIATE RESEARCH AND ANATECH PVT LTD PLOT No. 264, Floor I & II HSIIDC, Barwala, Panchkula, Panchkula, Haryana Pincode: 134118 | TL/MD/2025/000002 | 13-Feb-2025 | Surgical Sutures (Tensile Strength) IS 13422, USP 2023 General Chapter 8.8.1 | Class C
SATIATE RESEARCH AND ANATECH PVT LTD PLOT No. 264, Floor I & II HSIIDC, Barwala, Panchkula, Panchkula, Haryana Pincode: 134118 | TL/MD/2025/000002 | 13-Feb-2025 | Tubal Rings (Sterility) Indian Pharmacopoeia, Vol. 1 General chapters 2.2.11 | Class C
SATIATE RESEARCH AND ANATECH PVT LTD PLOT No. 264, Floor I & II HSIIDC, Barwala, Panchkula, Panchkula, Haryana Pincode: 134118 | TL/MD/2025/000002 | 13-Feb-2025 | Foley Balloon Catheter 2 Way (Physicochemical Test parameters) IS 11497 | Class D
SATIATE RESEARCH AND ANATECH PVT LTD PLOT No. 264, Floor I & II HSIIDC, Barwala, Panchkula, Panchkula, Haryana Pincode: 134118 | TL/MD/2025/000002 | 13-Feb-2025 | Sterile Single use Plastic Syringes (Bacterial Endotoxin Test (By Gel clot method) Indian Pharmacopoeia, Vol. 1 General chapters 2.2.3 | Class D
SATIATE RESEARCH AND ANATECH PVT LTD PLOT No. 264, Floor I & II HSIIDC, Barwala, Panchkula, Panchkula, Haryana Pincode: 134118 | TL/MD/2025/000002 | 13-Feb-2025 | Sterile Single use Plastic Syringes (Sterility) Indian Pharmacopoeia, Vol. 1 General chapters 2.2.11 | Class D
SATIATE RESEARCH AND ANATECH PVT LTD PLOT No. 264, Floor I & II HSIIDC, Barwala, Panchkula, Panchkula, Haryana Pincode: 134118 | TL/MD/2025/000002 | 13-Feb-2025 | Surgical Dressings, Absorbent Cotton (Physicochemical Test Parameters) IS 14944 | Class D
Shiva Analyticals (India) Private Limited Plot Nos. 24D (P) & 34D, KIADB Industrial Area, Hoskote, Bengaluru (Bangalore) Rural, Karnataka Pincode: 562114 | TL/MD/2021/000005 | 16-Aug-2021 | Catheters (Test- Ethylene Oxide residue, Standard/Specification-ISO 10993-7-2008) | Class A
Shiva Analyticals (India) Private Limited Plot Nos. 24D (P) & 34D, KIADB Industrial Area, Hoskote, Bengaluru (Bangalore) Rural, Karnataka Pincode: 562114 | TL/MD/2021/000005 | 16-Aug-2021 | Disposable Perfusion Sets (Test- Ethylene Oxide residue, Standard/Specification-ISO 10993-7-2008) | Class A
Shiva Analyticals (India) Private Limited Plot Nos. 24D (P) & 34D, KIADB Industrial Area, Hoskote, Bengaluru (Bangalore) Rural, Karnataka Pincode: 562114 | TL/MD/2021/000005 | 16-Aug-2021 | Surgical Dressings (Test- Ethylene Oxide residue, Standard/Specification-ISO 10993-7-2008) | Class A
Shiva Analyticals (India) Private Limited Plot Nos. 24D (P) & 34D, KIADB Industrial Area, Hoskote, Bengaluru (Bangalore) Rural, Karnataka Pincode: 562114 | TL/MD/2021/000005 | 16-Aug-2021 | Catheters (Test- Ethylene Oxide residue, Standard/Specification-ISO 10993-7-2008) | Class B
Shiva Analyticals (India) Private Limited Plot Nos. 24D (P) & 34D, KIADB Industrial Area, Hoskote, Bengaluru (Bangalore) Rural, Karnataka Pincode: 562114 | TL/MD/2021/000005 | 16-Aug-2021 | Disposable Hypodermic Needles (Test- Ethylene Oxide residue, Standard/Specification-ISO 10993-7-2008) | Class B
Shiva Analyticals (India) Private Limited Plot Nos. 24D (P) & 34D, KIADB Industrial Area, Hoskote, Bengaluru (Bangalore) Rural, Karnataka Pincode: 562114 | TL/MD/2021/000005 | 16-Aug-2021 | Disposable Hypodermic Syringes (Test- Ethylene Oxide residue, Standard/Specification-ISO 10993-7-2008) | Class B
Shiva Analyticals (India) Private Limited Plot Nos. 24D (P) & 34D, KIADB Industrial Area, Hoskote, Bengaluru (Bangalore) Rural, Karnataka Pincode: 562114 | TL/MD/2021/000005 | 16-Aug-2021 | Disposable Perfusion Sets (Test- Ethylene Oxide residue, Standard/Specification-ISO 10993-7-2008) | Class B
Shiva Analyticals (India) Private Limited Plot Nos. 24D (P) & 34D, KIADB Industrial Area, Hoskote, Bengaluru (Bangalore) Rural, Karnataka Pincode: 562114 | TL/MD/2021/000005 | 16-Aug-2021 | IV Cannula (Test- Ethylene Oxide residue, Standard/Specification-ISO 10993-7-2008) | Class B
Shiva Analyticals (India) Private Limited Plot Nos. 24D (P) & 34D, KIADB Industrial Area, Hoskote, Bengaluru (Bangalore) Rural, Karnataka Pincode: 562114 | TL/MD/2021/000005 | 16-Aug-2021 | Orthopaedic Implants (Test- Ethylene Oxide residue, Standard/Specification-ISO 10993-7-2008) | Class B
Shiva Analyticals (India) Private Limited Plot Nos. 24D (P) & 34D, KIADB Industrial Area, Hoskote, Bengaluru (Bangalore) Rural, Karnataka Pincode: 562114 | TL/MD/2021/000005 | 16-Aug-2021 | Scalp Vein Set (Test- Ethylene Oxide residue, Standard/Specification-ISO 10993-7-2008) | Class B
Shiva Analyticals (India) Private Limited Plot Nos. 24D (P) & 34D, KIADB Industrial Area, Hoskote, Bengaluru (Bangalore) Rural, Karnataka Pincode: 562114 | TL/MD/2021/000005 | 16-Aug-2021 | Surgical Dressings (Test- Ethylene Oxide residue, Standard/Specification-ISO 10993-7-2008) | Class B
Shiva Analyticals (India) Private Limited Plot Nos. 24D (P) & 34D, KIADB Industrial Area, Hoskote, Bengaluru (Bangalore) Rural, Karnataka Pincode: 562114 | TL/MD/2021/000005 | 16-Aug-2021 | Ablation Device (Test- Ethylene Oxide residue, Standard/Specification-ISO 10993-7-2008) | Class C
Shiva Analyticals (India) Private Limited Plot Nos. 24D (P) & 34D, KIADB Industrial Area, Hoskote, Bengaluru (Bangalore) Rural, Karnataka Pincode: 562114 | TL/MD/2021/000005 | 16-Aug-2021 | Cardiac Stents (Test- Ethylene Oxide residue, Standard/Specification-ISO 10993-7-2008) | Class C
Shiva Analyticals (India) Private Limited Plot Nos. 24D (P) & 34D, KIADB Industrial Area, Hoskote, Bengaluru (Bangalore) Rural, Karnataka Pincode: 562114 | TL/MD/2021/000005 | 16-Aug-2021 | Catheters (Test- Ethylene Oxide residue, Standard/Specification-ISO 10993-7-2008) | Class C
Shiva Analyticals (India) Private Limited Plot Nos. 24D (P) & 34D, KIADB Industrial Area, Hoskote, Bengaluru (Bangalore) Rural, Karnataka Pincode: 562114 | TL/MD/2021/000005 | 16-Aug-2021 | Disposable Hypodermic Syringes (Test- Ethylene Oxide residue, Standard/Specification-ISO 10993-7-2008) | Class C
Shiva Analyticals (India) Private Limited Plot Nos. 24D (P) & 34D, KIADB Industrial Area, Hoskote, Bengaluru (Bangalore) Rural, Karnataka Pincode: 562114 | TL/MD/2021/000005 | 16-Aug-2021 | Disposable Perfusion Sets (Test- Ethylene Oxide residue, Standard/Specification-ISO 10993-7-2008) | Class C
Shiva Analyticals (India) Private Limited Plot Nos. 24D (P) & 34D, KIADB Industrial Area, Hoskote, Bengaluru (Bangalore) Rural, Karnataka Pincode: 562114 | TL/MD/2021/000005 | 16-Aug-2021 | Intra Ocular Lenses (Test- Ethylene Oxide residue, Standard/Specification-ISO 10993-7-2008) | Class C
Shiva Analyticals (India) Private Limited Plot Nos. 24D (P) & 34D, KIADB Industrial Area, Hoskote, Bengaluru (Bangalore) Rural, Karnataka Pincode: 562114 | TL/MD/2021/000005 | 16-Aug-2021 | IV Cannula (Test- Ethylene Oxide residue, Standard/Specification-ISO 10993-7-2008) | Class C
Shiva Analyticals (India) Private Limited Plot Nos. 24D (P) & 34D, KIADB Industrial Area, Hoskote, Bengaluru (Bangalore) Rural, Karnataka Pincode: 562114 | TL/MD/2021/000005 | 16-Aug-2021 | Orthopaedic Implants (Test- Ethylene Oxide residue, Standard/Specification-ISO 10993-7-2008) | Class C
Shiva Analyticals (India) Private Limited Plot Nos. 24D (P) & 34D, KIADB Industrial Area, Hoskote, Bengaluru (Bangalore) Rural, Karnataka Pincode: 562114 | TL/MD/2021/000005 | 16-Aug-2021 | Surgical Dressings (Test- Ethylene Oxide residue, Standard/Specification-ISO 10993-7-2008) | Class C
Shiva Analyticals (India) Private Limited Plot Nos. 24D (P) & 34D, KIADB Industrial Area, Hoskote, Bengaluru (Bangalore) Rural, Karnataka Pincode: 562114 | TL/MD/2021/000005 | 16-Aug-2021 | Ablation Device (Test- Ethylene Oxide residue, Standard/Specification-ISO 10993-7-2008) | Class D
Shiva Analyticals (India) Private Limited Plot Nos. 24D (P) & 34D, KIADB Industrial Area, Hoskote, Bengaluru (Bangalore) Rural, Karnataka Pincode: 562114 | TL/MD/2021/000005 | 16-Aug-2021 | Cardiac Stents (Test- Ethylene Oxide residue, Standard/Specification-ISO 10993-7-2008) | Class D
Shiva Analyticals (India) Private Limited Plot Nos. 24D (P) & 34D, KIADB Industrial Area, Hoskote, Bengaluru (Bangalore) Rural, Karnataka Pincode: 562114 | TL/MD/2021/000005 | 16-Aug-2021 | Catheters (Test- Ethylene Oxide residue, Standard/Specification-ISO 10993-7-2008) | Class D
Shiva Analyticals (India) Private Limited Plot Nos. 24D (P) & 34D, KIADB Industrial Area, Hoskote, Bengaluru (Bangalore) Rural, Karnataka Pincode: 562114 | TL/MD/2021/000005 | 16-Aug-2021 | Drug Eluting Stents (Test- Ethylene Oxide residue, Standard/Specification-ISO 10993-7-2008) | Class D
Shiva Analyticals (India) Private Limited Plot Nos. 24D (P) & 34D, KIADB Industrial Area, Hoskote, Bengaluru (Bangalore) Rural, Karnataka Pincode: 562114 | TL/MD/2021/000005 | 16-Aug-2021 | Heart Valves (Test- Ethylene Oxide residue, Standard/Specification-ISO 10993-7-2008) | Class D
Shiva Analyticals (India) Private Limited Plot Nos. 24D (P) & 34D, KIADB Industrial Area, Hoskote, Bengaluru (Bangalore) Rural, Karnataka Pincode: 562114 | TL/MD/2021/000005 | 16-Aug-2021 | Orthopaedic Implants (Test- Ethylene Oxide residue, Standard/Specification-ISO 10993-7-2008) | Class D
Shiva Analyticals (India) Private Limited Plot Nos. 24D (P) & 34D, KIADB Industrial Area, Hoskote, Bengaluru (Bangalore) Rural, Karnataka Pincode: 562114 | TL/MD/2021/000005 | 16-Aug-2021 | Surgical Dressings (Test- Ethylene Oxide residue, Standard/Specification-ISO 10993-7-2008) | Class D
Shiva Analyticals (India) Private Limited Plot Nos. 24D (P) & 34D, KIADB Industrial Area, Hoskote, Bengaluru (Bangalore) Rural, Karnataka Pincode: 562114 | TL/MD/2024/000011 | 01-Aug-2024 | Bottle (Test - Bioburden Test , Sterility Test and Bacterial Endotoxin Test,Standard/Specification - ISO 11737-1-2018, ISO 11737-2-2019 and USP-85-2023) | Class A
Shiva Analyticals (India) Private Limited Plot Nos. 24D (P) & 34D, KIADB Industrial Area, Hoskote, Bengaluru (Bangalore) Rural, Karnataka Pincode: 562114 | TL/MD/2024/000011 | 01-Aug-2024 | Cap (Test - Bioburden Test , Sterility Test and Bacterial Endotoxin Test,Standard/Specification - ISO 11737-1-2018, ISO 11737-2-2019 and USP-85-2023) | Class A
Shiva Analyticals (India) Private Limited Plot Nos. 24D (P) & 34D, KIADB Industrial Area, Hoskote, Bengaluru (Bangalore) Rural, Karnataka Pincode: 562114 | TL/MD/2024/000011 | 01-Aug-2024 | Catheters (Test - Bioburden Test , Sterility Test and Bacterial Endotoxin Test, Standard/Specification - ISO 11737-1-2018, ISO 11737-2-2019 and USP-85-2023) | Class A
Shiva Analyticals (India) Private Limited Plot Nos. 24D (P) & 34D, KIADB Industrial Area, Hoskote, Bengaluru (Bangalore) Rural, Karnataka Pincode: 562114 | TL/MD/2024/000011 | 01-Aug-2024 | Cotton Gauze (Test - Bioburden Test , Sterility Test and Bacterial Endotoxin Test,Standard/Specification - ISO 11737-1-2018, ISO 11737-2-2019 and USP-85-2023) | Class A
Shiva Analyticals (India) Private Limited Plot Nos. 24D (P) & 34D, KIADB Industrial Area, Hoskote, Bengaluru (Bangalore) Rural, Karnataka Pincode: 562114 | TL/MD/2024/000011 | 01-Aug-2024 | Drape (Test - Bioburden Test , Sterility Test and Bacterial Endotoxin Test,Standard/Specification - ISO 11737-1-2018, ISO 11737-2-2019 and USP-85-2023) | Class A
Shiva Analyticals (India) Private Limited Plot Nos. 24D (P) & 34D, KIADB Industrial Area, Hoskote, Bengaluru (Bangalore) Rural, Karnataka Pincode: 562114 | TL/MD/2024/000011 | 01-Aug-2024 | Gloves (Test - Bioburden Test , Sterility Test and Bacterial Endotoxin Test,Standard/Specification - ISO 11737-1-2018, ISO 11737-2-2019 and USP-85-2023) | Class A
Shiva Analyticals (India) Private Limited Plot Nos. 24D (P) & 34D, KIADB Industrial Area, Hoskote, Bengaluru (Bangalore) Rural, Karnataka Pincode: 562114 | TL/MD/2024/000011 | 01-Aug-2024 | Needles (Test - Bioburden Test , Sterility Test and Bacterial Endotoxin Test,Standard/Specification - ISO 11737-1-2018, ISO 11737-2-2019 and USP-85-2023) | Class A
Shiva Analyticals (India) Private Limited Plot Nos. 24D (P) & 34D, KIADB Industrial Area, Hoskote, Bengaluru (Bangalore) Rural, Karnataka Pincode: 562114 | TL/MD/2024/000011 | 01-Aug-2024 | Nozzle (Test - Bioburden Test , Sterility Test and Bacterial Endotoxin Test,Standard/Specification - ISO 11737-1-2018, ISO 11737-2-2019 and USP-85-2023) | Class A
Shiva Analyticals (India) Private Limited Plot Nos. 24D (P) & 34D, KIADB Industrial Area, Hoskote, Bengaluru (Bangalore) Rural, Karnataka Pincode: 562114 | TL/MD/2024/000011 | 01-Aug-2024 | Surgical Dressing Swab (Test - Bioburden Test , Sterility Test and Bacterial Endotoxin Test,Standard/Specification - ISO 11737-1-2018, ISO 11737-2-2019 and USP-85-2023) | Class A
Shiva Analyticals (India) Private Limited Plot Nos. 24D (P) & 34D, KIADB Industrial Area, Hoskote, Bengaluru (Bangalore) Rural, Karnataka Pincode: 562114 | TL/MD/2024/000011 | 01-Aug-2024 | Surgical Gown (Test - Bioburden Test , Sterility Test and Bacterial Endotoxin Test,Standard/Specification - ISO 11737-1-2018, ISO 11737-2-2019 and USP-85-2023) | Class A
Shiva Analyticals (India) Private Limited Plot Nos. 24D (P) & 34D, KIADB Industrial Area, Hoskote, Bengaluru (Bangalore) Rural, Karnataka Pincode: 562114 | TL/MD/2024/000011 | 01-Aug-2024 | Sutures (Test - Bioburden Test , Sterility Test and Bacterial Endotoxin Test, Standard/Specification - ISO 11737-1-2018, ISO 11737-2-2019 and USP-85-2023) | Class A
Shiva Analyticals (India) Private Limited Plot Nos. 24D (P) & 34D, KIADB Industrial Area, Hoskote, Bengaluru (Bangalore) Rural, Karnataka Pincode: 562114 | TL/MD/2024/000011 | 01-Aug-2024 | Bottle (Test - Bioburden Test , Sterility Test and Bacterial Endotoxin Test,Standard/Specification - ISO 11737-1-2018, ISO 11737-2-2019 and USP-85-2023) | Class B
Shiva Analyticals (India) Private Limited Plot Nos. 24D (P) & 34D, KIADB Industrial Area, Hoskote, Bengaluru (Bangalore) Rural, Karnataka Pincode: 562114 | TL/MD/2024/000011 | 01-Aug-2024 | Cap (Test - Bioburden Test , Sterility Test and Bacterial Endotoxin Test,Standard/Specification - ISO 11737-1-2018, ISO 11737-2-2019 and USP-85-2023) | Class B
Shiva Analyticals (India) Private Limited Plot Nos. 24D (P) & 34D, KIADB Industrial Area, Hoskote, Bengaluru (Bangalore) Rural, Karnataka Pincode: 562114 | TL/MD/2024/000011 | 01-Aug-2024 | Catheters (Test - Bioburden Test , Sterility Test and Bacterial Endotoxin Test, Standard/Specification - ISO 11737-1-2018, ISO 11737-2-2019 and USP-85-2023) | Class B
Shiva Analyticals (India) Private Limited Plot Nos. 24D (P) & 34D, KIADB Industrial Area, Hoskote, Bengaluru (Bangalore) Rural, Karnataka Pincode: 562114 | TL/MD/2024/000011 | 01-Aug-2024 | Cotton Gauze (Test - Bioburden Test , Sterility Test and Bacterial Endotoxin Test,Standard/Specification - ISO 11737-1-2018, ISO 11737-2-2019 and USP-85-2023) | Class B
Shiva Analyticals (India) Private Limited Plot Nos. 24D (P) & 34D, KIADB Industrial Area, Hoskote, Bengaluru (Bangalore) Rural, Karnataka Pincode: 562114 | TL/MD/2024/000011 | 01-Aug-2024 | Drape (Test - Bioburden Test , Sterility Test and Bacterial Endotoxin Test,Standard/Specification - ISO 11737-1-2018, ISO 11737-2-2019 and USP-85-2023) | Class B
Shiva Analyticals (India) Private Limited Plot Nos. 24D (P) & 34D, KIADB Industrial Area, Hoskote, Bengaluru (Bangalore) Rural, Karnataka Pincode: 562114 | TL/MD/2024/000011 | 01-Aug-2024 | Gloves (Test - Bioburden Test , Sterility Test and Bacterial Endotoxin Test,Standard/Specification - ISO 11737-1-2018, ISO 11737-2-2019 and USP-85-2023) | Class B
Shiva Analyticals (India) Private Limited Plot Nos. 24D (P) & 34D, KIADB Industrial Area, Hoskote, Bengaluru (Bangalore) Rural, Karnataka Pincode: 562114 | TL/MD/2024/000011 | 01-Aug-2024 | Needles (Test - Bioburden Test , Sterility Test and Bacterial Endotoxin Test,Standard/Specification - ISO 11737-1-2018, ISO 11737-2-2019 and USP-85-2023) | Class B
Shiva Analyticals (India) Private Limited Plot Nos. 24D (P) & 34D, KIADB Industrial Area, Hoskote, Bengaluru (Bangalore) Rural, Karnataka Pincode: 562114 | TL/MD/2024/000011 | 01-Aug-2024 | Nozzle (Test - Bioburden Test , Sterility Test and Bacterial Endotoxin Test,Standard/Specification - ISO 11737-1-2018, ISO 11737-2-2019 and USP-85-2023) | Class B
Shiva Analyticals (India) Private Limited Plot Nos. 24D (P) & 34D, KIADB Industrial Area, Hoskote, Bengaluru (Bangalore) Rural, Karnataka Pincode: 562114 | TL/MD/2024/000011 | 01-Aug-2024 | Surgical Dressing Swab (Test - Bioburden Test , Sterility Test and Bacterial Endotoxin Test,Standard/Specification - ISO 11737-1-2018, ISO 11737-2-2019 and USP-85-2023) | Class B
Shiva Analyticals (India) Private Limited Plot Nos. 24D (P) & 34D, KIADB Industrial Area, Hoskote, Bengaluru (Bangalore) Rural, Karnataka Pincode: 562114 | TL/MD/2024/000011 | 01-Aug-2024 | Surgical Gown (Test - Bioburden Test , Sterility Test and Bacterial Endotoxin Test,Standard/Specification - ISO 11737-1-2018, ISO 11737-2-2019 and USP-85-2023) | Class B
Shiva Analyticals (India) Private Limited Plot Nos. 24D (P) & 34D, KIADB Industrial Area, Hoskote, Bengaluru (Bangalore) Rural, Karnataka Pincode: 562114 | TL/MD/2024/000011 | 01-Aug-2024 | Sutures (Test - Bioburden Test , Sterility Test and Bacterial Endotoxin Test, Standard/Specification - ISO 11737-1-2018, ISO 11737-2-2019 and USP-85-2023) | Class B
Shiva Analyticals (India) Private Limited Plot Nos. 24D (P) & 34D, KIADB Industrial Area, Hoskote, Bengaluru (Bangalore) Rural, Karnataka Pincode: 562114 | TL/MD/2024/000011 | 01-Aug-2024 | Bottle (Test - Bioburden Test , Sterility Test and Bacterial Endotoxin Test,Standard/Specification - ISO 11737-1-2018, ISO 11737-2-2019 and USP-85-2023) | Class C
Shiva Analyticals (India) Private Limited Plot Nos. 24D (P) & 34D, KIADB Industrial Area, Hoskote, Bengaluru (Bangalore) Rural, Karnataka Pincode: 562114 | TL/MD/2024/000011 | 01-Aug-2024 | Cap (Test - Bioburden Test , Sterility Test and Bacterial Endotoxin Test,Standard/Specification - ISO 11737-1-2018, ISO 11737-2-2019 and USP-85-2023) | Class C
Shiva Analyticals (India) Private Limited Plot Nos. 24D (P) & 34D, KIADB Industrial Area, Hoskote, Bengaluru (Bangalore) Rural, Karnataka Pincode: 562114 | TL/MD/2024/000011 | 01-Aug-2024 | Catheters (Test - Bioburden Test , Sterility Test and Bacterial Endotoxin Test, Standard/Specification - ISO 11737-1-2018, ISO 11737-2-2019 and USP-85-2023) | Class C
Shiva Analyticals (India) Private Limited Plot Nos. 24D (P) & 34D, KIADB Industrial Area, Hoskote, Bengaluru (Bangalore) Rural, Karnataka Pincode: 562114 | TL/MD/2024/000011 | 01-Aug-2024 | Drape (Test - Bioburden Test , Sterility Test and Bacterial Endotoxin Test,Standard/Specification - ISO 11737-1-2018, ISO 11737-2-2019 and USP-85-2023) | Class C
Shiva Analyticals (India) Private Limited Plot Nos. 24D (P) & 34D, KIADB Industrial Area, Hoskote, Bengaluru (Bangalore) Rural, Karnataka Pincode: 562114 | TL/MD/2024/000011 | 01-Aug-2024 | Needles (Test - Bioburden Test , Sterility Test and Bacterial Endotoxin Test,Standard/Specification - ISO 11737-1-2018, ISO 11737-2-2019 and USP-85-2023) | Class C
Shiva Analyticals (India) Private Limited Plot Nos. 24D (P) & 34D, KIADB Industrial Area, Hoskote, Bengaluru (Bangalore) Rural, Karnataka Pincode: 562114 | TL/MD/2024/000011 | 01-Aug-2024 | Nozzle (Test - Bioburden Test , Sterility Test and Bacterial Endotoxin Test,Standard/Specification - ISO 11737-1-2018, ISO 11737-2-2019 and USP-85-2023) | Class C
Shiva Analyticals (India) Private Limited Plot Nos. 24D (P) & 34D, KIADB Industrial Area, Hoskote, Bengaluru (Bangalore) Rural, Karnataka Pincode: 562114 | TL/MD/2024/000011 | 01-Aug-2024 | Sutures (Test - Bioburden Test , Sterility Test and Bacterial Endotoxin Test, Standard/Specification - ISO 11737-1-2018, ISO 11737-2-2019 and USP-85-2023) | Class C
Shiva Analyticals (India) Private Limited Plot Nos. 24D (P) & 34D, KIADB Industrial Area, Hoskote, Bengaluru (Bangalore) Rural, Karnataka Pincode: 562114 | TL/MD/2024/000011 | 01-Aug-2024 | Cap (Test - Bioburden Test , Sterility Test and Bacterial Endotoxin Test,Standard/Specification - ISO 11737-1-2018, ISO 11737-2-2019 and USP-85-2023) | Class D
Shiva Analyticals (India) Private Limited Plot Nos. 24D (P) & 34D, KIADB Industrial Area, Hoskote, Bengaluru (Bangalore) Rural, Karnataka Pincode: 562114 | TL/MD/2024/000011 | 01-Aug-2024 | Catheters (Test - Bioburden Test , Sterility Test and Bacterial Endotoxin Test, Standard/Specification - ISO 11737-1-2018, ISO 11737-2-2019 and USP-85-2023) | Class D
Shiva Analyticals (India) Private Limited Plot Nos. 24D (P) & 34D, KIADB Industrial Area, Hoskote, Bengaluru (Bangalore) Rural, Karnataka Pincode: 562114 | TL/MD/2024/000011 | 01-Aug-2024 | Drape (Test - Bioburden Test , Sterility Test and Bacterial Endotoxin Test,Standard/Specification - ISO 11737-1-2018, ISO 11737-2-2019 and USP-85-2023) | Class D
Shiva Analyticals (India) Private Limited Plot Nos. 24D (P) & 34D, KIADB Industrial Area, Hoskote, Bengaluru (Bangalore) Rural, Karnataka Pincode: 562114 | TL/MD/2024/000011 | 01-Aug-2024 | Needles (Test - Bioburden Test , Sterility Test and Bacterial Endotoxin Test,Standard/Specification - ISO 11737-1-2018, ISO 11737-2-2019 and USP-85-2023) | Class D
Shiva Analyticals (India) Private Limited Plot Nos. 24D (P) & 34D, KIADB Industrial Area, Hoskote, Bengaluru (Bangalore) Rural, Karnataka Pincode: 562114 | TL/MD/2024/000011 | 01-Aug-2024 | Sutures (Test - Bioburden Test , Sterility Test and Bacterial Endotoxin Test, Standard/Specification - ISO 11737-1-2018, ISO 11737-2-2019 and USP-85-2023) | Class D
SHREE BALAJI TEST LAB PVT. LTD. Second Floor, C-181, Naraina Industrial Area, Phase-1, South West Delhi, Delhi Pincode: 110028 | TL/MD/2022/000008 | 05-Sep-2022 | Face Mask (BET and Sterility) | Class A
SHREE BALAJI TEST LAB PVT. LTD. Second Floor, C-181, Naraina Industrial Area, Phase-1, South West Delhi, Delhi Pincode: 110028 | TL/MD/2022/000008 | 05-Sep-2022 | Surgical Gloves (Physiochemical, BET and Sterility) | Class A
SHREE BALAJI TEST LAB PVT. LTD. Second Floor, C-181, Naraina Industrial Area, Phase-1, South West Delhi, Delhi Pincode: 110028 | TL/MD/2022/000008 | 05-Sep-2022 | Disinfectant | Class B
SHREE BALAJI TEST LAB PVT. LTD. Second Floor, C-181, Naraina Industrial Area, Phase-1, South West Delhi, Delhi Pincode: 110028 | TL/MD/2022/000008 | 05-Sep-2022 | Disposable Hypodermic Needles (Physiochemical, BET and Sterility) | Class B
SHREE BALAJI TEST LAB PVT. LTD. Second Floor, C-181, Naraina Industrial Area, Phase-1, South West Delhi, Delhi Pincode: 110028 | TL/MD/2022/000008 | 05-Sep-2022 | Disposable Hypodermic Syringe (Physiochemical, BET and Sterility) | Class B
SHREE BALAJI TEST LAB PVT. LTD. Second Floor, C-181, Naraina Industrial Area, Phase-1, South West Delhi, Delhi Pincode: 110028 | TL/MD/2022/000008 | 05-Sep-2022 | Disposable Perfusion Sets (Physiochemical, BET and Sterility) | Class B
SHREE BALAJI TEST LAB PVT. LTD. Second Floor, C-181, Naraina Industrial Area, Phase-1, South West Delhi, Delhi Pincode: 110028 | TL/MD/2022/000008 | 05-Sep-2022 | I.V Cannula (Physiochemical, BET and Sterility) | Class B
SHREE BALAJI TEST LAB PVT. LTD. Second Floor, C-181, Naraina Industrial Area, Phase-1, South West Delhi, Delhi Pincode: 110028 | TL/MD/2022/000008 | 05-Sep-2022 | Scalp Vein Sets (Physiochemical, BET and Sterility) | Class B
SHREE BALAJI TEST LAB PVT. LTD. Second Floor, C-181, Naraina Industrial Area, Phase-1, South West Delhi, Delhi Pincode: 110028 | TL/MD/2022/000008 | 05-Sep-2022 | Surgical Dressings (Physiochemical, BET and Sterility) | Class B
SHREE BALAJI TEST LAB PVT. LTD. Second Floor, C-181, Naraina Industrial Area, Phase-1, South West Delhi, Delhi Pincode: 110028 | TL/MD/2022/000008 | 05-Sep-2022 | Blood Bags (Physiochemical, BET and Sterility) | Class C
SHREE BALAJI TEST LAB PVT. LTD. Second Floor, C-181, Naraina Industrial Area, Phase-1, South West Delhi, Delhi Pincode: 110028 | TL/MD/2022/000008 | 05-Sep-2022 | Catheters (Physiochemical, BET and Sterility) | Class C
SHREE BALAJI TEST LAB PVT. LTD. Second Floor, C-181, Naraina Industrial Area, Phase-1, South West Delhi, Delhi Pincode: 110028 | TL/MD/2022/000008 | 05-Sep-2022 | Orthopedic Implants (Physiochemical, BET and Sterility) | Class C
SHREE BALAJI TEST LAB PVT. LTD. Second Floor, C-181, Naraina Industrial Area, Phase-1, South West Delhi, Delhi Pincode: 110028 | TL/MD/2022/000008 | 05-Sep-2022 | Surgical Sutures (Physiochemical, BET and Sterility) | Class C
SHREE BALAJI TEST LAB PVT. LTD. Second Floor, C-181, Naraina Industrial Area, Phase-1, South West Delhi, Delhi Pincode: 110028 | TL/MD/2022/000008 | 05-Sep-2022 | Cardiac Stents (BET and Sterility) | Class D
Shree Krishna Analytical Services Pvt. Ltd. A-5/4, Mayapuri Industrial Area Phase-II, , South West Delhi, Delhi Pincode: 110064 | TL/MD/2023/000013 | 25-Oct-2023 | Catheters - Sterility test | Class A
Shree Krishna Analytical Services Pvt. Ltd. A-5/4, Mayapuri Industrial Area Phase-II, , South West Delhi, Delhi Pincode: 110064 | TL/MD/2023/000013 | 25-Oct-2023 | Surgical Dressings (Absorbent Cotton)- Acidity or Alkalinity, Identification A, Identification B, Identification C, Loss on Drying, Sulphated Ash | Class A
Shree Krishna Analytical Services Pvt. Ltd. A-5/4, Mayapuri Industrial Area Phase-II, , South West Delhi, Delhi Pincode: 110064 | TL/MD/2023/000013 | 25-Oct-2023 | Surgical Gloves- pH of aqueous extract, Sterility test | Class A
Shree Krishna Analytical Services Pvt. Ltd. A-5/4, Mayapuri Industrial Area Phase-II, , South West Delhi, Delhi Pincode: 110064 | TL/MD/2023/000013 | 25-Oct-2023 | Surgical Instruments (Biopsy Punch)- Bioburden test | Class A
Shree Krishna Analytical Services Pvt. Ltd. A-5/4, Mayapuri Industrial Area Phase-II, , South West Delhi, Delhi Pincode: 110064 | TL/MD/2023/000013 | 25-Oct-2023 | Surgical Instruments (Curette Dermal)- Bioburden test | Class A
Shree Krishna Analytical Services Pvt. Ltd. A-5/4, Mayapuri Industrial Area Phase-II, , South West Delhi, Delhi Pincode: 110064 | TL/MD/2023/000013 | 25-Oct-2023 | Surgical Instruments (Disposable scalpel)- Bioburden test | Class A
Shree Krishna Analytical Services Pvt. Ltd. A-5/4, Mayapuri Industrial Area Phase-II, , South West Delhi, Delhi Pincode: 110064 | TL/MD/2023/000013 | 25-Oct-2023 | Sutures- Sterility test | Class A
Shree Krishna Analytical Services Pvt. Ltd. A-5/4, Mayapuri Industrial Area Phase-II, , South West Delhi, Delhi Pincode: 110064 | TL/MD/2023/000013 | 25-Oct-2023 | Cannula- Sterility test | Class B
Shree Krishna Analytical Services Pvt. Ltd. A-5/4, Mayapuri Industrial Area Phase-II, , South West Delhi, Delhi Pincode: 110064 | TL/MD/2023/000013 | 25-Oct-2023 | Catheters - Sterility test | Class B
Shree Krishna Analytical Services Pvt. Ltd. A-5/4, Mayapuri Industrial Area Phase-II, , South West Delhi, Delhi Pincode: 110064 | TL/MD/2023/000013 | 25-Oct-2023 | Endotracheal tubes- Sterility test | Class B
Shree Krishna Analytical Services Pvt. Ltd. A-5/4, Mayapuri Industrial Area Phase-II, , South West Delhi, Delhi Pincode: 110064 | TL/MD/2023/000013 | 25-Oct-2023 | Foley Balloon Catheter- Extractable color, pH of water extract test | Class B
Shree Krishna Analytical Services Pvt. Ltd. A-5/4, Mayapuri Industrial Area Phase-II, , South West Delhi, Delhi Pincode: 110064 | TL/MD/2023/000013 | 25-Oct-2023 | Hypodermic Needles- Limit of acidity or alkalinity, Sterility test | Class B
Shree Krishna Analytical Services Pvt. Ltd. A-5/4, Mayapuri Industrial Area Phase-II, , South West Delhi, Delhi Pincode: 110064 | TL/MD/2023/000013 | 25-Oct-2023 | Hypodermic Syringes- Limit of acidity or alkalinity | Class B
Shree Krishna Analytical Services Pvt. Ltd. A-5/4, Mayapuri Industrial Area Phase-II, , South West Delhi, Delhi Pincode: 110064 | TL/MD/2023/000013 | 25-Oct-2023 | Infusion sets- Sterility test | Class B
Shree Krishna Analytical Services Pvt. Ltd. A-5/4, Mayapuri Industrial Area Phase-II, , South West Delhi, Delhi Pincode: 110064 | TL/MD/2023/000013 | 25-Oct-2023 | IV Sets- Sterility test | Class B
Shree Krishna Analytical Services Pvt. Ltd. A-5/4, Mayapuri Industrial Area Phase-II, , South West Delhi, Delhi Pincode: 110064 | TL/MD/2023/000013 | 25-Oct-2023 | Scalp Vein Set- Limit of acidity or alkalinity, Sterility test | Class B
Shree Krishna Analytical Services Pvt. Ltd. A-5/4, Mayapuri Industrial Area Phase-II, , South West Delhi, Delhi Pincode: 110064 | TL/MD/2023/000013 | 25-Oct-2023 | Sterile Empty Syringes- Sterility test | Class B
Shree Krishna Analytical Services Pvt. Ltd. A-5/4, Mayapuri Industrial Area Phase-II, , South West Delhi, Delhi Pincode: 110064 | TL/MD/2023/000013 | 25-Oct-2023 | Surgical Blade- Bioburden test, Sterility test | Class B
Shree Krishna Analytical Services Pvt. Ltd. A-5/4, Mayapuri Industrial Area Phase-II, , South West Delhi, Delhi Pincode: 110064 | TL/MD/2023/000013 | 25-Oct-2023 | Surgical Instruments (Biopsy Punch)- Bioburden test | Class B
Shree Krishna Analytical Services Pvt. Ltd. A-5/4, Mayapuri Industrial Area Phase-II, , South West Delhi, Delhi Pincode: 110064 | TL/MD/2023/000013 | 25-Oct-2023 | Surgical Instruments (Curette Dermal)- Bioburden test | Class B
Shree Krishna Analytical Services Pvt. Ltd. A-5/4, Mayapuri Industrial Area Phase-II, , South West Delhi, Delhi Pincode: 110064 | TL/MD/2023/000013 | 25-Oct-2023 | Surgical Instruments (Disposable scalpel)- Bioburden test | Class B
Shree Krishna Analytical Services Pvt. Ltd. A-5/4, Mayapuri Industrial Area Phase-II, , South West Delhi, Delhi Pincode: 110064 | TL/MD/2023/000013 | 25-Oct-2023 | Sutures- Sterility test | Class B
Shree Krishna Analytical Services Pvt. Ltd. A-5/4, Mayapuri Industrial Area Phase-II, , South West Delhi, Delhi Pincode: 110064 | TL/MD/2023/000013 | 25-Oct-2023 | Absorbable Surgical Suture- Extractable color, Soluble Chromium Compound, Sterility test | Class C
Shree Krishna Analytical Services Pvt. Ltd. A-5/4, Mayapuri Industrial Area Phase-II, , South West Delhi, Delhi Pincode: 110064 | TL/MD/2023/000013 | 25-Oct-2023 | Cannula- Sterility test | Class C
Shree Krishna Analytical Services Pvt. Ltd. A-5/4, Mayapuri Industrial Area Phase-II, , South West Delhi, Delhi Pincode: 110064 | TL/MD/2023/000013 | 25-Oct-2023 | Catheters - Sterility test | Class C
Shree Krishna Analytical Services Pvt. Ltd. A-5/4, Mayapuri Industrial Area Phase-II, , South West Delhi, Delhi Pincode: 110064 | TL/MD/2023/000013 | 25-Oct-2023 | Hypodermic Needles- Limit of acidity or alkalinity, Sterility test | Class C
Shree Krishna Analytical Services Pvt. Ltd. A-5/4, Mayapuri Industrial Area Phase-II, , South West Delhi, Delhi Pincode: 110064 | TL/MD/2023/000013 | 25-Oct-2023 | Hypodermic Syringes- Limit of acidity or alkalinity | Class C
Shree Krishna Analytical Services Pvt. Ltd. A-5/4, Mayapuri Industrial Area Phase-II, , South West Delhi, Delhi Pincode: 110064 | TL/MD/2023/000013 | 25-Oct-2023 | Infusion sets- Sterility test | Class C
Shree Krishna Analytical Services Pvt. Ltd. A-5/4, Mayapuri Industrial Area Phase-II, , South West Delhi, Delhi Pincode: 110064 | TL/MD/2023/000013 | 25-Oct-2023 | Non-absorbable Surgical Suture- Extractable color, Sterility test | Class C
Shree Krishna Analytical Services Pvt. Ltd. A-5/4, Mayapuri Industrial Area Phase-II, , South West Delhi, Delhi Pincode: 110064 | TL/MD/2023/000013 | 25-Oct-2023 | Sterile Empty Syringes- Sterility test | Class C
Shree Krishna Analytical Services Pvt. Ltd. A-5/4, Mayapuri Industrial Area Phase-II, , South West Delhi, Delhi Pincode: 110064 | TL/MD/2023/000013 | 25-Oct-2023 | Surgical Blade- Bioburden test, Sterility test | Class C
Shree Krishna Analytical Services Pvt. Ltd. A-5/4, Mayapuri Industrial Area Phase-II, , South West Delhi, Delhi Pincode: 110064 | TL/MD/2023/000013 | 25-Oct-2023 | Surgical Dressings (Bandage of Plaster of Paris)- Calcium Sulphate | Class C
Shree Krishna Analytical Services Pvt. Ltd. A-5/4, Mayapuri Industrial Area Phase-II, , South West Delhi, Delhi Pincode: 110064 | TL/MD/2023/000013 | 25-Oct-2023 | Surgical Dressings (Cotton Bandage)- pH value of aqueous extract | Class C
Shree Krishna Analytical Services Pvt. Ltd. A-5/4, Mayapuri Industrial Area Phase-II, , South West Delhi, Delhi Pincode: 110064 | TL/MD/2023/000013 | 25-Oct-2023 | Surgical Dressings (Cotton Gauze)- pH value of aqueous extract | Class C
Shree Krishna Analytical Services Pvt. Ltd. A-5/4, Mayapuri Industrial Area Phase-II, , South West Delhi, Delhi Pincode: 110064 | TL/MD/2023/000013 | 25-Oct-2023 | Surgical Dressings (Crepe Bandage)- Chemical Neutrality | Class C
Shree Krishna Analytical Services Pvt. Ltd. A-5/4, Mayapuri Industrial Area Phase-II, , South West Delhi, Delhi Pincode: 110064 | TL/MD/2023/000013 | 25-Oct-2023 | Sutures- Sterility test | Class C
Shree Krishna Analytical Services Pvt. Ltd. A-5/4, Mayapuri Industrial Area Phase-II, , South West Delhi, Delhi Pincode: 110064 | TL/MD/2023/000013 | 25-Oct-2023 | Catheters - Sterility test | Class D
Shree Krishna Analytical Services Pvt. Ltd. A-5/4, Mayapuri Industrial Area Phase-II, , South West Delhi, Delhi Pincode: 110064 | TL/MD/2023/000013 | 25-Oct-2023 | Sutures- Sterility test | Class D
Shree Krishna Analytical Services Pvt. Ltd. A-5/4, Mayapuri Industrial Area Phase-II, , South West Delhi, Delhi Pincode: 110064 | TL/MD/2023/000013 | 27-Dec-2024 | Catheters- Bacterial Endotoxins | Class A
Shree Krishna Analytical Services Pvt. Ltd. A-5/4, Mayapuri Industrial Area Phase-II, , South West Delhi, Delhi Pincode: 110064 | TL/MD/2023/000013 | 27-Dec-2024 | Coverall- Sterility Test | Class A
Shree Krishna Analytical Services Pvt. Ltd. A-5/4, Mayapuri Industrial Area Phase-II, , South West Delhi, Delhi Pincode: 110064 | TL/MD/2023/000013 | 27-Dec-2024 | I.V. Cannula/ Catheter-Air Leakage into hub assembly, Corrosion resistance test, Distal Tips, Effective length, Outside diameter, Side holes, Surface (Free from extraneous matter) | Class A
Shree Krishna Analytical Services Pvt. Ltd. A-5/4, Mayapuri Industrial Area Phase-II, , South West Delhi, Delhi Pincode: 110064 | TL/MD/2023/000013 | 27-Dec-2024 | Personal Protective Equipment (Surgical gown, coverall, face mask)- Mass per unit area, Threads per dm, warp, Threads per dm, weft | Class A
Shree Krishna Analytical Services Pvt. Ltd. A-5/4, Mayapuri Industrial Area Phase-II, , South West Delhi, Delhi Pincode: 110064 | TL/MD/2023/000013 | 27-Dec-2024 | Sanitary napkins- Absorbency and ability to withstand Pressure after absorption, Absorbent core Pad length, Absorbent core Pad width, pH, Bioburden Test/ Total Viable Count, Staphylococcus aureus | Class A
Shree Krishna Analytical Services Pvt. Ltd. A-5/4, Mayapuri Industrial Area Phase-II, , South West Delhi, Delhi Pincode: 110064 | TL/MD/2023/000013 | 27-Dec-2024 | Surgical Drapes- Sterility Test | Class A
Shree Krishna Analytical Services Pvt. Ltd. A-5/4, Mayapuri Industrial Area Phase-II, , South West Delhi, Delhi Pincode: 110064 | TL/MD/2023/000013 | 27-Dec-2024 | Surgical Face mask- Sterility Test | Class A
Shree Krishna Analytical Services Pvt. Ltd. A-5/4, Mayapuri Industrial Area Phase-II, , South West Delhi, Delhi Pincode: 110064 | TL/MD/2023/000013 | 27-Dec-2024 | Surgical Gloves- Length, Thickness of cuff, Thickness of Finger, Thickness of Palm, Width, Freedom from Holes, Bacterial Endotoxins | Class A
Shree Krishna Analytical Services Pvt. Ltd. A-5/4, Mayapuri Industrial Area Phase-II, , South West Delhi, Delhi Pincode: 110064 | TL/MD/2023/000013 | 27-Dec-2024 | Surgical Gowns- Sterility Test | Class A
Shree Krishna Analytical Services Pvt. Ltd. A-5/4, Mayapuri Industrial Area Phase-II, , South West Delhi, Delhi Pincode: 110064 | TL/MD/2023/000013 | 27-Dec-2024 | Surgical Suture needles-Bend test (for straight needles), Corrosion resistance test, Flexibility test (for curved needles), Sharpness test (all needles), Visual Inspection | Class A
Shree Krishna Analytical Services Pvt. Ltd. A-5/4, Mayapuri Industrial Area Phase-II, , South West Delhi, Delhi Pincode: 110064 | TL/MD/2023/000013 | 27-Dec-2024 | Sutures- Bacterial Endotoxins | Class A
Shree Krishna Analytical Services Pvt. Ltd. A-5/4, Mayapuri Industrial Area Phase-II, , South West Delhi, Delhi Pincode: 110064 | TL/MD/2023/000013 | 27-Dec-2024 | Cannula- Bacterial Endotoxins | Class B
Shree Krishna Analytical Services Pvt. Ltd. A-5/4, Mayapuri Industrial Area Phase-II, , South West Delhi, Delhi Pincode: 110064 | TL/MD/2023/000013 | 27-Dec-2024 | Catheters- Bacterial Endotoxins | Class B
Shree Krishna Analytical Services Pvt. Ltd. A-5/4, Mayapuri Industrial Area Phase-II, , South West Delhi, Delhi Pincode: 110064 | TL/MD/2023/000013 | 27-Dec-2024 | Endotracheal tubes- Bacterial Endotoxins | Class B
Shree Krishna Analytical Services Pvt. Ltd. A-5/4, Mayapuri Industrial Area Phase-II, , South West Delhi, Delhi Pincode: 110064 | TL/MD/2023/000013 | 27-Dec-2024 | Hypodermic Needles-Bond between hub and needle tube, Cleanliness, Colour of hub, Freedom from defects, Lubricant, Needle point, Length, Diameter, Bacterial Endotoxins | Class B
Shree Krishna Analytical Services Pvt. Ltd. A-5/4, Mayapuri Industrial Area Phase-II, , South West Delhi, Delhi Pincode: 110064 | TL/MD/2023/000013 | 27-Dec-2024 | Hypodermic syringe-Cleanliness, Dead space, Diameter of Nozzle Lumen, Increment between graduated lines to be numbered, Bacterial Endotoxins | Class B
Shree Krishna Analytical Services Pvt. Ltd. A-5/4, Mayapuri Industrial Area Phase-II, , South West Delhi, Delhi Pincode: 110064 | TL/MD/2023/000013 | 27-Dec-2024 | Hypodermic syringe-Length Between flanges and plunger, Length of barrel Lubricant, Minimum overall length of scale, Numbering on scale, Position of scale, Scale interval, Total Graduated Capacity | Class B
Shree Krishna Analytical Services Pvt. Ltd. A-5/4, Mayapuri Industrial Area Phase-II, , South West Delhi, Delhi Pincode: 110064 | TL/MD/2023/000013 | 27-Dec-2024 | Infant Feeding tube- Bacterial Endotoxins, Sterility Test | Class B
Shree Krishna Analytical Services Pvt. Ltd. A-5/4, Mayapuri Industrial Area Phase-II, , South West Delhi, Delhi Pincode: 110064 | TL/MD/2023/000013 | 27-Dec-2024 | Infusion Set-Closure piercing Device, Distance b/w end of drip tube and outlet of chamber, Protective caps, Tensile Strength, Tubing Length, Bacterial Endotoxins | Class B
Shree Krishna Analytical Services Pvt. Ltd. A-5/4, Mayapuri Industrial Area Phase-II, , South West Delhi, Delhi Pincode: 110064 | TL/MD/2023/000013 | 27-Dec-2024 | I.V. Cannula/ Catheter-Air Leakage into hub assembly, Corrosion resistance test, Distal Tips, Effective length, Outside diameter, Side holes, Surface (Free from extraneous matter) | Class B
Shree Krishna Analytical Services Pvt. Ltd. A-5/4, Mayapuri Industrial Area Phase-II, , South West Delhi, Delhi Pincode: 110064 | TL/MD/2023/000013 | 27-Dec-2024 | IV Sets- Bacterial Endotoxins | Class B
Shree Krishna Analytical Services Pvt. Ltd. A-5/4, Mayapuri Industrial Area Phase-II, , South West Delhi, Delhi Pincode: 110064 | TL/MD/2023/000013 | 27-Dec-2024 | Personal Protective Equipment (Surgical gown, coverall, face mask)- Mass per unit area, Threads per dm, warp, Threads per dm, weft | Class B
Shree Krishna Analytical Services Pvt. Ltd. A-5/4, Mayapuri Industrial Area Phase-II, , South West Delhi, Delhi Pincode: 110064 | TL/MD/2023/000013 | 27-Dec-2024 | Ryles tube-Bacterial Endotoxins, Sterility Test | Class B
Shree Krishna Analytical Services Pvt. Ltd. A-5/4, Mayapuri Industrial Area Phase-II, , South West Delhi, Delhi Pincode: 110064 | TL/MD/2023/000013 | 27-Dec-2024 | Sanitary napkins- Absorbency and ability to withstand Pressure after absorption, Absorbent core Pad length, Absorbent core Pad width, pH, Bioburden Test/ Total Viable Count, Staphylococcus aureus | Class B
Shree Krishna Analytical Services Pvt. Ltd. A-5/4, Mayapuri Industrial Area Phase-II, , South West Delhi, Delhi Pincode: 110064 | TL/MD/2023/000013 | 27-Dec-2024 | Scalp Vein Set-Bond Between Extension Tube and Adapter, Bond between Wing and Extension Tube, Bond between Wing and Needle tube, Cleanliness, Colour Coding, Colour of Wing, Bacterial Endotoxins | Class B
Shree Krishna Analytical Services Pvt. Ltd. A-5/4, Mayapuri Industrial Area Phase-II, , South West Delhi, Delhi Pincode: 110064 | TL/MD/2023/000013 | 27-Dec-2024 | Scalp Vein Set-Freedom from defects, Length of Extension Tube, Lubrication, Needle point, Needle Diameter, Needle Length | Class B
Shree Krishna Analytical Services Pvt. Ltd. A-5/4, Mayapuri Industrial Area Phase-II, , South West Delhi, Delhi Pincode: 110064 | TL/MD/2023/000013 | 27-Dec-2024 | Sterile Empty Syringes-Bacterial Endotoxins | Class B
Shree Krishna Analytical Services Pvt. Ltd. A-5/4, Mayapuri Industrial Area Phase-II, , South West Delhi, Delhi Pincode: 110064 | TL/MD/2023/000013 | 27-Dec-2024 | Sterile hypodermic syringe with Needle attached-Bacterial Endotoxins, Sterility Test | Class B
Shree Krishna Analytical Services Pvt. Ltd. A-5/4, Mayapuri Industrial Area Phase-II, , South West Delhi, Delhi Pincode: 110064 | TL/MD/2023/000013 | 27-Dec-2024 | Sterile hypodermic syringe with Needle attached-Bond between hub or syringe barrel and needle tube, Dead space volume, Minimum scale length, Needle External diameter, Needle Length, Scale Interval | Class B
Shree Krishna Analytical Services Pvt. Ltd. A-5/4, Mayapuri Industrial Area Phase-II, , South West Delhi, Delhi Pincode: 110064 | TL/MD/2023/000013 | 27-Dec-2024 | Surgical Blade-Bacterial Endotoxins | Class B
Shree Krishna Analytical Services Pvt. Ltd. A-5/4, Mayapuri Industrial Area Phase-II, , South West Delhi, Delhi Pincode: 110064 | TL/MD/2023/000013 | 27-Dec-2024 | Surgical blade-Performance test, Visual Inspection, Workmanship and finish | Class B
Shree Krishna Analytical Services Pvt. Ltd. A-5/4, Mayapuri Industrial Area Phase-II, , South West Delhi, Delhi Pincode: 110064 | TL/MD/2023/000013 | 27-Dec-2024 | Surgical Suture needles-Bend test (for straight needles), Corrosion resistance test, Flexibility test (for curved needles), Sharpness test (all needles), Visual Inspection | Class B
Shree Krishna Analytical Services Pvt. Ltd. A-5/4, Mayapuri Industrial Area Phase-II, , South West Delhi, Delhi Pincode: 110064 | TL/MD/2023/000013 | 27-Dec-2024 | Sutures- Bacterial Endotoxins | Class B
Shree Krishna Analytical Services Pvt. Ltd. A-5/4, Mayapuri Industrial Area Phase-II, , South West Delhi, Delhi Pincode: 110064 | TL/MD/2023/000013 | 27-Dec-2024 | Tracheal tube- Bacterial Endotoxins, Sterility Test | Class B
Shree Krishna Analytical Services Pvt. Ltd. A-5/4, Mayapuri Industrial Area Phase-II, , South West Delhi, Delhi Pincode: 110064 | TL/MD/2023/000013 | 27-Dec-2024 | Tracheostomy tube- Bacterial Endotoxins, Sterility Test | Class B
Shree Krishna Analytical Services Pvt. Ltd. A-5/4, Mayapuri Industrial Area Phase-II, , South West Delhi, Delhi Pincode: 110064 | TL/MD/2023/000013 | 27-Dec-2024 | Urine Collecting Bags- Bacterial Endotoxins, Sterility Test, Limit of acidity or alkalinity | Class B
Shree Krishna Analytical Services Pvt. Ltd. A-5/4, Mayapuri Industrial Area Phase-II, , South West Delhi, Delhi Pincode: 110064 | TL/MD/2023/000013 | 27-Dec-2024 | Absorbable Surgical Sutures-Length, Needle attachment strength, Tensile strength | Class C
Shree Krishna Analytical Services Pvt. Ltd. A-5/4, Mayapuri Industrial Area Phase-II, , South West Delhi, Delhi Pincode: 110064 | TL/MD/2023/000013 | 27-Dec-2024 | Blood Bags- Bacterial Endotoxins, Sterility Test | Class C
Shree Krishna Analytical Services Pvt. Ltd. A-5/4, Mayapuri Industrial Area Phase-II, , South West Delhi, Delhi Pincode: 110064 | TL/MD/2023/000013 | 27-Dec-2024 | Cannula- Bacterial Endotoxins | Class C
Shree Krishna Analytical Services Pvt. Ltd. A-5/4, Mayapuri Industrial Area Phase-II, , South West Delhi, Delhi Pincode: 110064 | TL/MD/2023/000013 | 27-Dec-2024 | Catheters- Bacterial Endotoxins | Class C
Shree Krishna Analytical Services Pvt. Ltd. A-5/4, Mayapuri Industrial Area Phase-II, , South West Delhi, Delhi Pincode: 110064 | TL/MD/2023/000013 | 27-Dec-2024 | Condoms- Bioburden Test | Class C
Shree Krishna Analytical Services Pvt. Ltd. A-5/4, Mayapuri Industrial Area Phase-II, , South West Delhi, Delhi Pincode: 110064 | TL/MD/2023/000013 | 27-Dec-2024 | Fallopian Rings-Elongation at Break, Tensile at break, Visual Inspection | Class C
Shree Krishna Analytical Services Pvt. Ltd. A-5/4, Mayapuri Industrial Area Phase-II, , South West Delhi, Delhi Pincode: 110064 | TL/MD/2023/000013 | 27-Dec-2024 | Hypodermic Needles-Bond between hub and needle tube, Cleanliness, Colour of hub, Freedom from defects, Lubricant, Needle point, Length, Diameter, Bacterial Endotoxins | Class C
Shree Krishna Analytical Services Pvt. Ltd. A-5/4, Mayapuri Industrial Area Phase-II, , South West Delhi, Delhi Pincode: 110064 | TL/MD/2023/000013 | 27-Dec-2024 | Hypodermic syringe-Cleanliness, Dead space, Diameter of Nozzle Lumen, Increment between graduated lines to be numbered, Bacterial Endotoxins | Class C
Shree Krishna Analytical Services Pvt. Ltd. A-5/4, Mayapuri Industrial Area Phase-II, , South West Delhi, Delhi Pincode: 110064 | TL/MD/2023/000013 | 27-Dec-2024 | Hypodermic syringe-Length Between flanges and plunger, Length of barrel Lubricant, Minimum overall length of scale, Numbering on scale, Position of scale, Scale interval, Total Graduated Capacity | Class C
Shree Krishna Analytical Services Pvt. Ltd. A-5/4, Mayapuri Industrial Area Phase-II, , South West Delhi, Delhi Pincode: 110064 | TL/MD/2023/000013 | 27-Dec-2024 | Infusion Set-Closure piercing Device, Distance b/w end of drip tube and outlet of chamber, Protective caps, Tensile Strength, Tubing Length, Bacterial Endotoxins | Class C
Shree Krishna Analytical Services Pvt. Ltd. A-5/4, Mayapuri Industrial Area Phase-II, , South West Delhi, Delhi Pincode: 110064 | TL/MD/2023/000013 | 27-Dec-2024 | Internal Prosthetic replacement- Bacterial Endotoxins, Sterility Test | Class C
Shree Krishna Analytical Services Pvt. Ltd. A-5/4, Mayapuri Industrial Area Phase-II, , South West Delhi, Delhi Pincode: 110064 | TL/MD/2023/000013 | 27-Dec-2024 | Intraocular lenses- Bacterial Endotoxins, Sterility Test | Class C
Shree Krishna Analytical Services Pvt. Ltd. A-5/4, Mayapuri Industrial Area Phase-II, , South West Delhi, Delhi Pincode: 110064 | TL/MD/2023/000013 | 27-Dec-2024 | Intrauterine device- Bioburden Test | Class C
Shree Krishna Analytical Services Pvt. Ltd. A-5/4, Mayapuri Industrial Area Phase-II, , South West Delhi, Delhi Pincode: 110064 | TL/MD/2023/000013 | 27-Dec-2024 | I.V. Cannula/ Catheter-Air Leakage into hub assembly, Corrosion resistance test, Distal Tips, Effective length, Outside diameter, Side holes, Surface (Free from extraneous matter) | Class C
Shree Krishna Analytical Services Pvt. Ltd. A-5/4, Mayapuri Industrial Area Phase-II, , South West Delhi, Delhi Pincode: 110064 | TL/MD/2023/000013 | 27-Dec-2024 | Male Condoms- Package Seal Integrity, Single Wall Thickness, Visible Defects, Width | Class C
Shree Krishna Analytical Services Pvt. Ltd. A-5/4, Mayapuri Industrial Area Phase-II, , South West Delhi, Delhi Pincode: 110064 | TL/MD/2023/000013 | 27-Dec-2024 | Non Absorbable surgical sutures-Length, Needle attachment Strength, Tensile strength | Class C
Shree Krishna Analytical Services Pvt. Ltd. A-5/4, Mayapuri Industrial Area Phase-II, , South West Delhi, Delhi Pincode: 110064 | TL/MD/2023/000013 | 27-Dec-2024 | Orthopaedic Implant- Bacterial Endotoxins, Sterility Test | Class C
Shree Krishna Analytical Services Pvt. Ltd. A-5/4, Mayapuri Industrial Area Phase-II, , South West Delhi, Delhi Pincode: 110064 | TL/MD/2023/000013 | 27-Dec-2024 | Sterile Empty Syringes-Bacterial Endotoxins | Class C
Shree Krishna Analytical Services Pvt. Ltd. A-5/4, Mayapuri Industrial Area Phase-II, , South West Delhi, Delhi Pincode: 110064 | TL/MD/2023/000013 | 27-Dec-2024 | Sterile hypodermic syringe with Needle attached-Bacterial Endotoxins, Sterility Test | Class C
Shree Krishna Analytical Services Pvt. Ltd. A-5/4, Mayapuri Industrial Area Phase-II, , South West Delhi, Delhi Pincode: 110064 | TL/MD/2023/000013 | 27-Dec-2024 | Sterile hypodermic syringe with Needle attached-Bond between hub or syringe barrel and needle tube, Dead space volume, Minimum scale length, Needle External diameter, Needle Length, Scale Interval | Class C
Shree Krishna Analytical Services Pvt. Ltd. A-5/4, Mayapuri Industrial Area Phase-II, , South West Delhi, Delhi Pincode: 110064 | TL/MD/2023/000013 | 27-Dec-2024 | Surgical Blade-Bacterial Endotoxins | Class C
Shree Krishna Analytical Services Pvt. Ltd. A-5/4, Mayapuri Industrial Area Phase-II, , South West Delhi, Delhi Pincode: 110064 | TL/MD/2023/000013 | 27-Dec-2024 | Surgical blade-Performance test, Visual Inspection, Workmanship and finish | Class C
Shree Krishna Analytical Services Pvt. Ltd. A-5/4, Mayapuri Industrial Area Phase-II, , South West Delhi, Delhi Pincode: 110064 | TL/MD/2023/000013 | 27-Dec-2024 | Surgical Dressing (Bandage Cloth)-Description, Fluorescence, Foreign matter, Scouring loss, Length, Threads per dm, Warp, Threads per dm, Weft, Width, Weight per unit area | Class C
Shree Krishna Analytical Services Pvt. Ltd. A-5/4, Mayapuri Industrial Area Phase-II, , South West Delhi, Delhi Pincode: 110064 | TL/MD/2023/000013 | 27-Dec-2024 | Surgical Dressing (Bandage, Plaster of Paris)- Length, Threads per dm, Ends, Threads per dm, Picks, Time of setting, Width | Class C
Shree Krishna Analytical Services Pvt. Ltd. A-5/4, Mayapuri Industrial Area Phase-II, , South West Delhi, Delhi Pincode: 110064 | TL/MD/2023/000013 | 27-Dec-2024 | Surgical Dressing (Cotton Gauze)-Absorbency, Description, Fluorescence, Foreign matter Scouring loss, Length, Threads per dm, Warp, Threads per dm, Weft, GSM, Width | Class C
Shree Krishna Analytical Services Pvt. Ltd. A-5/4, Mayapuri Industrial Area Phase-II, , South West Delhi, Delhi Pincode: 110064 | TL/MD/2023/000013 | 27-Dec-2024 | Surgical Dressing (Crepe Bandage)-Breaking load, Length, Threads per dm, Ends, Threads per dm, Picks, Weight per unit area, Width | Class C
Shree Krishna Analytical Services Pvt. Ltd. A-5/4, Mayapuri Industrial Area Phase-II, , South West Delhi, Delhi Pincode: 110064 | TL/MD/2023/000013 | 27-Dec-2024 | Surgical Dressing (Elastic Self-adhesive tape)- Length, Threads per dm, Warp, Threads per dm, Weft, Weight of adhesive mass, Weight per unit area, Width | Class C
Shree Krishna Analytical Services Pvt. Ltd. A-5/4, Mayapuri Industrial Area Phase-II, , South West Delhi, Delhi Pincode: 110064 | TL/MD/2023/000013 | 27-Dec-2024 | Surgical Dressing (Zinc oxide self-adhesive bandage)- Length, Recovery, Strechability, Weight of adhesive mass, Width | Class C
Shree Krishna Analytical Services Pvt. Ltd. A-5/4, Mayapuri Industrial Area Phase-II, , South West Delhi, Delhi Pincode: 110064 | TL/MD/2023/000013 | 27-Dec-2024 | Surgical Suture needles-Bend test (for straight needles), Corrosion resistance test, Flexibility test (for curved needles), Sharpness test (all needles), Visual Inspection | Class C
Shree Krishna Analytical Services Pvt. Ltd. A-5/4, Mayapuri Industrial Area Phase-II, , South West Delhi, Delhi Pincode: 110064 | TL/MD/2023/000013 | 27-Dec-2024 | Sutures- Bacterial Endotoxins | Class C
Shree Krishna Analytical Services Pvt. Ltd. A-5/4, Mayapuri Industrial Area Phase-II, , South West Delhi, Delhi Pincode: 110064 | TL/MD/2023/000013 | 27-Dec-2024 | Catheters- Bacterial Endotoxins | Class D
Shree Krishna Analytical Services Pvt. Ltd. A-5/4, Mayapuri Industrial Area Phase-II, , South West Delhi, Delhi Pincode: 110064 | TL/MD/2023/000013 | 27-Dec-2024 | Condoms- Bioburden Test | Class D
Shree Krishna Analytical Services Pvt. Ltd. A-5/4, Mayapuri Industrial Area Phase-II, , South West Delhi, Delhi Pincode: 110064 | TL/MD/2023/000013 | 27-Dec-2024 | Drug Eluting stents- Bacterial Endotoxins, Sterility Test | Class D
Shree Krishna Analytical Services Pvt. Ltd. A-5/4, Mayapuri Industrial Area Phase-II, , South West Delhi, Delhi Pincode: 110064 | TL/MD/2023/000013 | 27-Dec-2024 | Fallopian Rings-Elongation at Break, Tensile at break, Visual Inspection | Class D
Shree Krishna Analytical Services Pvt. Ltd. A-5/4, Mayapuri Industrial Area Phase-II, , South West Delhi, Delhi Pincode: 110064 | TL/MD/2023/000013 | 27-Dec-2024 | Heart valves- Bacterial Endotoxins, Sterility Test | Class D
Shree Krishna Analytical Services Pvt. Ltd. A-5/4, Mayapuri Industrial Area Phase-II, , South West Delhi, Delhi Pincode: 110064 | TL/MD/2023/000013 | 27-Dec-2024 | Internal Prosthetic replacement- Bacterial Endotoxins, Sterility Test | Class D
Shree Krishna Analytical Services Pvt. Ltd. A-5/4, Mayapuri Industrial Area Phase-II, , South West Delhi, Delhi Pincode: 110064 | TL/MD/2023/000013 | 27-Dec-2024 | Intrauterine device- Bioburden Test | Class D
Shree Krishna Analytical Services Pvt. Ltd. A-5/4, Mayapuri Industrial Area Phase-II, , South West Delhi, Delhi Pincode: 110064 | TL/MD/2023/000013 | 27-Dec-2024 | I.V. Cannula/ Catheter-Air Leakage into hub assembly, Corrosion resistance test, Distal Tips, Effective length, Outside diameter, Side holes, Surface (Free from extraneous matter) | Class D
Shree Krishna Analytical Services Pvt. Ltd. A-5/4, Mayapuri Industrial Area Phase-II, , South West Delhi, Delhi Pincode: 110064 | TL/MD/2023/000013 | 27-Dec-2024 | Male Condoms- Package Seal Integrity, Single Wall Thickness, Visible Defects, Width | Class D
Shree Krishna Analytical Services Pvt. Ltd. A-5/4, Mayapuri Industrial Area Phase-II, , South West Delhi, Delhi Pincode: 110064 | TL/MD/2023/000013 | 27-Dec-2024 | Orthopaedic Implant- Bacterial Endotoxins, Sterility Test | Class D
Shree Krishna Analytical Services Pvt. Ltd. A-5/4, Mayapuri Industrial Area Phase-II, , South West Delhi, Delhi Pincode: 110064 | TL/MD/2023/000013 | 27-Dec-2024 | Surgical Suture needles-Bend test (for straight needles), Corrosion resistance test, Flexibility test (for curved needles), Sharpness test (all needles), Visual Inspection | Class D
Shree Krishna Analytical Services Pvt. Ltd. A-5/4, Mayapuri Industrial Area Phase-II, , South West Delhi, Delhi Pincode: 110064 | TL/MD/2023/000013 | 27-Dec-2024 | Sutures- Bacterial Endotoxins | Class D
Shree Sai Test House Private Limited c 165 snd floor mayapuri industrial area phase 2, West Delhi, Delhi Pincode: 110064 | TL/MD/2023/000011 | 09-Oct-2023 | Catheter -Sterility, BET | Class A
Shree Sai Test House Private Limited c 165 snd floor mayapuri industrial area phase 2, West Delhi, Delhi Pincode: 110064 | TL/MD/2023/000011 | 09-Oct-2023 | IV cannula- Sterility, BET | Class A
Shree Sai Test House Private Limited c 165 snd floor mayapuri industrial area phase 2, West Delhi, Delhi Pincode: 110064 | TL/MD/2023/000011 | 09-Oct-2023 | Suture-Sterility, BET | Class A
Shree Sai Test House Private Limited c 165 snd floor mayapuri industrial area phase 2, West Delhi, Delhi Pincode: 110064 | TL/MD/2023/000011 | 09-Oct-2023 | Syringes-Sterility, BET | Class A
Shree Sai Test House Private Limited c 165 snd floor mayapuri industrial area phase 2, West Delhi, Delhi Pincode: 110064 | TL/MD/2023/000011 | 09-Oct-2023 | Catheter -Sterility, BET | Class B
Shree Sai Test House Private Limited c 165 snd floor mayapuri industrial area phase 2, West Delhi, Delhi Pincode: 110064 | TL/MD/2023/000011 | 09-Oct-2023 | IV cannula- Sterility, BET | Class B
Shree Sai Test House Private Limited c 165 snd floor mayapuri industrial area phase 2, West Delhi, Delhi Pincode: 110064 | TL/MD/2023/000011 | 09-Oct-2023 | MV set- Sterility, BET | Class B
Shree Sai Test House Private Limited c 165 snd floor mayapuri industrial area phase 2, West Delhi, Delhi Pincode: 110064 | TL/MD/2023/000011 | 09-Oct-2023 | Sterile IV set- Sterility, BET | Class B
Shree Sai Test House Private Limited c 165 snd floor mayapuri industrial area phase 2, West Delhi, Delhi Pincode: 110064 | TL/MD/2023/000011 | 09-Oct-2023 | Surgical gloves-Sterility | Class B
Shree Sai Test House Private Limited c 165 snd floor mayapuri industrial area phase 2, West Delhi, Delhi Pincode: 110064 | TL/MD/2023/000011 | 09-Oct-2023 | Suture-Sterility, BET | Class B
Shree Sai Test House Private Limited c 165 snd floor mayapuri industrial area phase 2, West Delhi, Delhi Pincode: 110064 | TL/MD/2023/000011 | 09-Oct-2023 | Syringes-Sterility, BET | Class B
Shree Sai Test House Private Limited c 165 snd floor mayapuri industrial area phase 2, West Delhi, Delhi Pincode: 110064 | TL/MD/2023/000011 | 09-Oct-2023 | Blood bag-Sterility | Class C
Shree Sai Test House Private Limited c 165 snd floor mayapuri industrial area phase 2, West Delhi, Delhi Pincode: 110064 | TL/MD/2023/000011 | 09-Oct-2023 | Catheter -Sterility, BET | Class C
Shree Sai Test House Private Limited c 165 snd floor mayapuri industrial area phase 2, West Delhi, Delhi Pincode: 110064 | TL/MD/2023/000011 | 09-Oct-2023 | IV cannula- Sterility, BET | Class C
Shree Sai Test House Private Limited c 165 snd floor mayapuri industrial area phase 2, West Delhi, Delhi Pincode: 110064 | TL/MD/2023/000011 | 09-Oct-2023 | MV set- Sterility, BET | Class C
Shree Sai Test House Private Limited c 165 snd floor mayapuri industrial area phase 2, West Delhi, Delhi Pincode: 110064 | TL/MD/2023/000011 | 09-Oct-2023 | Suture-Sterility, BET | Class C
Shree Sai Test House Private Limited c 165 snd floor mayapuri industrial area phase 2, West Delhi, Delhi Pincode: 110064 | TL/MD/2023/000011 | 09-Oct-2023 | Syringes-Sterility, BET | Class C
Shree Sai Test House Private Limited c 165 snd floor mayapuri industrial area phase 2, West Delhi, Delhi Pincode: 110064 | TL/MD/2023/000011 | 09-Oct-2023 | Tubal ring-Sterility, BET | Class C
Shree Sai Test House Private Limited c 165 snd floor mayapuri industrial area phase 2, West Delhi, Delhi Pincode: 110064 | TL/MD/2023/000011 | 09-Oct-2023 | Catheter -Sterility, BET | Class D
Shree Sai Test House Private Limited c 165 snd floor mayapuri industrial area phase 2, West Delhi, Delhi Pincode: 110064 | TL/MD/2023/000011 | 09-Oct-2023 | IV cannula- Sterility, BET | Class D
Shree Sai Test House Private Limited c 165 snd floor mayapuri industrial area phase 2, West Delhi, Delhi Pincode: 110064 | TL/MD/2023/000011 | 09-Oct-2023 | Sterile IV set- Sterility, BET | Class D
Shree Sai Test House Private Limited c 165 snd floor mayapuri industrial area phase 2, West Delhi, Delhi Pincode: 110064 | TL/MD/2023/000011 | 09-Oct-2023 | Surgical gloves-Sterility | Class D
Shree Sai Test House Private Limited c 165 snd floor mayapuri industrial area phase 2, West Delhi, Delhi Pincode: 110064 | TL/MD/2023/000011 | 09-Oct-2023 | Suture-Sterility, BET | Class D
Shree Sai Test House Private Limited c 165 snd floor mayapuri industrial area phase 2, West Delhi, Delhi Pincode: 110064 | TL/MD/2023/000011 | 09-Oct-2023 | Syringes-Sterility, BET | Class D
SHRIRAM INSTITUTE FOR INDUSTRIAL RESEARCH 19, UNIVERSITY ROAD, DELHI-110007, North Delhi, Delhi Pincode: 110007 | TL/MD/2021/000007 | 01-Nov-2021 | Surgical dressings (Threads, weight, Length and width, foreign matter, fluorescence, packaging, labelling and storage) | Class A
SHRIRAM INSTITUTE FOR INDUSTRIAL RESEARCH 19, UNIVERSITY ROAD, DELHI-110007, North Delhi, Delhi Pincode: 110007 | TL/MD/2021/000007 | 01-Nov-2021 | Umbilical Tapes (Physical Test, Adhesive, Strength, Length dia) | Class A
SHRIRAM INSTITUTE FOR INDUSTRIAL RESEARCH 19, UNIVERSITY ROAD, DELHI-110007, North Delhi, Delhi Pincode: 110007 | TL/MD/2021/000007 | 01-Nov-2021 | Blood Bags (Sterility Test, BET, Chemical Analysis, Physical Dimensions) | Class B
SHRIRAM INSTITUTE FOR INDUSTRIAL RESEARCH 19, UNIVERSITY ROAD, DELHI-110007, North Delhi, Delhi Pincode: 110007 | TL/MD/2021/000007 | 01-Nov-2021 | Catheters (Dimensions, Sterility Test) | Class B
SHRIRAM INSTITUTE FOR INDUSTRIAL RESEARCH 19, UNIVERSITY ROAD, DELHI-110007, North Delhi, Delhi Pincode: 110007 | TL/MD/2021/000007 | 01-Nov-2021 | Disposable Hypodermic Needles (Acidity or Alkalinity, Extractable Metals, Physical Parameters and Dimensions, Performance Bond - Hub and Needle tube, Patency of lumen, Sterility, Bacterial Endotoxin) | Class B
SHRIRAM INSTITUTE FOR INDUSTRIAL RESEARCH 19, UNIVERSITY ROAD, DELHI-110007, North Delhi, Delhi Pincode: 110007 | TL/MD/2021/000007 | 01-Nov-2021 | Disposable syringe (Extraneous matter, Acidity or Alkalinity, Extractable Metals Lubricant, Physical Parameters and Dimensions, Sterility Test, Bacterial Endotoxin) | Class B
SHRIRAM INSTITUTE FOR INDUSTRIAL RESEARCH 19, UNIVERSITY ROAD, DELHI-110007, North Delhi, Delhi Pincode: 110007 | TL/MD/2021/000007 | 01-Nov-2021 | IV Cannula (Dimensions, Sterility) | Class B
SHRIRAM INSTITUTE FOR INDUSTRIAL RESEARCH 19, UNIVERSITY ROAD, DELHI-110007, North Delhi, Delhi Pincode: 110007 | TL/MD/2021/000007 | 01-Nov-2021 | Sterile Hypodermic Syringe for Single use (Sterility Test, Bacterial Endotoxin Test) | Class B
SHRIRAM INSTITUTE FOR INDUSTRIAL RESEARCH 19, UNIVERSITY ROAD, DELHI-110007, North Delhi, Delhi Pincode: 110007 | TL/MD/2021/000007 | 01-Nov-2021 | Surgical dressings (Threads, weight, Length and width, foreign matter, fluorescence, packaging, labelling and storage) | Class B
SHRIRAM INSTITUTE FOR INDUSTRIAL RESEARCH 19, UNIVERSITY ROAD, DELHI-110007, North Delhi, Delhi Pincode: 110007 | TL/MD/2021/000007 | 01-Nov-2021 | Umbilical Tapes (Physical Test, Adhesive, Strength, Length dia) | Class B
SHRIRAM INSTITUTE FOR INDUSTRIAL RESEARCH 19, UNIVERSITY ROAD, DELHI-110007, North Delhi, Delhi Pincode: 110007 | TL/MD/2021/000007 | 01-Nov-2021 | Blood Bags (Sterility Test, BET, Chemical Analysis, Physical Dimensions) | Class C
SHRIRAM INSTITUTE FOR INDUSTRIAL RESEARCH 19, UNIVERSITY ROAD, DELHI-110007, North Delhi, Delhi Pincode: 110007 | TL/MD/2021/000007 | 01-Nov-2021 | Cardiac Stent (Sterility Test) | Class C
SHRIRAM INSTITUTE FOR INDUSTRIAL RESEARCH 19, UNIVERSITY ROAD, DELHI-110007, North Delhi, Delhi Pincode: 110007 | TL/MD/2021/000007 | 01-Nov-2021 | Catheters (Dimensions, Sterility Test) | Class C
SHRIRAM INSTITUTE FOR INDUSTRIAL RESEARCH 19, UNIVERSITY ROAD, DELHI-110007, North Delhi, Delhi Pincode: 110007 | TL/MD/2021/000007 | 01-Nov-2021 | Disposable Hypodermic Needles (Acidity or Alkalinity, Extractable Metals, Physical Parameters and Dimensions, Performance Bond - Hub and Needle tube, Patency of lumen, Sterility, Bacterial Endotoxin) | Class C
SHRIRAM INSTITUTE FOR INDUSTRIAL RESEARCH 19, UNIVERSITY ROAD, DELHI-110007, North Delhi, Delhi Pincode: 110007 | TL/MD/2021/000007 | 01-Nov-2021 | Disposable syringe (Extraneous matter, Acidity or Alkalinity, Extractable Metals Lubricant, Physical Parameters and Dimensions, Sterility Test, Bacterial Endotoxin) | Class C
SHRIRAM INSTITUTE FOR INDUSTRIAL RESEARCH 19, UNIVERSITY ROAD, DELHI-110007, North Delhi, Delhi Pincode: 110007 | TL/MD/2021/000007 | 01-Nov-2021 | Implantable Medical Devices (Physical Parameters and Dimensions, Sterility Test, BET Test, Bio-Burden Test) | Class C
SHRIRAM INSTITUTE FOR INDUSTRIAL RESEARCH 19, UNIVERSITY ROAD, DELHI-110007, North Delhi, Delhi Pincode: 110007 | TL/MD/2021/000007 | 01-Nov-2021 | IV Cannula (Dimensions, Sterility) | Class C
SHRIRAM INSTITUTE FOR INDUSTRIAL RESEARCH 19, UNIVERSITY ROAD, DELHI-110007, North Delhi, Delhi Pincode: 110007 | TL/MD/2021/000007 | 01-Nov-2021 | Male Latex Condoms (Dimensions, Burst volume and pressure test, Water Leakage test, Quantity of lubricant, Colour Fastness, Integrity of individual package seal, Labeling packaging and storage) | Class C
SHRIRAM INSTITUTE FOR INDUSTRIAL RESEARCH 19, UNIVERSITY ROAD, DELHI-110007, North Delhi, Delhi Pincode: 110007 | TL/MD/2021/000007 | 01-Nov-2021 | Surgical dressings (Threads, weight, Length and width, foreign matter, fluorescence, packaging, labelling and storage) | Class C
SHRIRAM INSTITUTE FOR INDUSTRIAL RESEARCH 19, UNIVERSITY ROAD, DELHI-110007, North Delhi, Delhi Pincode: 110007 | TL/MD/2021/000007 | 01-Nov-2021 | Suture absorbable / Suture non-absorbable Synthetic (Sterility Test, Direct Inoculation Method) | Class C
SHRIRAM INSTITUTE FOR INDUSTRIAL RESEARCH 19, UNIVERSITY ROAD, DELHI-110007, North Delhi, Delhi Pincode: 110007 | TL/MD/2021/000007 | 01-Nov-2021 | Tubal Rings/Fallopian Rings (Shape, Dimensions, Fracture Test, Memory Test, Friction Force Test, Fatigue Test, Radio Opacity, Sterility, Identification of polymer) | Class C
SHRIRAM INSTITUTE FOR INDUSTRIAL RESEARCH 19, UNIVERSITY ROAD, DELHI-110007, North Delhi, Delhi Pincode: 110007 | TL/MD/2021/000007 | 01-Nov-2021 | Tubal Ring (Sterility Test, Membrane Filtration Method) | Class C
SHRIRAM INSTITUTE FOR INDUSTRIAL RESEARCH 19, UNIVERSITY ROAD, DELHI-110007, North Delhi, Delhi Pincode: 110007 | TL/MD/2021/000007 | 01-Nov-2021 | Cardiac Stent (Sterility Test) | Class D
SHRIRAM INSTITUTE FOR INDUSTRIAL RESEARCH 19, UNIVERSITY ROAD, DELHI-110007, North Delhi, Delhi Pincode: 110007 | TL/MD/2021/000007 | 01-Nov-2021 | COPPER-T 380A (Physical Parameters and Dimensions, Pouch burst strength, Amt of copper wire, Strength of the Tie, Copper collar pull force, Sterility) | Class D
SHRIRAM INSTITUTE FOR INDUSTRIAL RESEARCH 19, UNIVERSITY ROAD, DELHI-110007, North Delhi, Delhi Pincode: 110007 | TL/MD/2021/000007 | 01-Nov-2021 | Copper-T (Sterility Test, Membrane Filtration Method) | Class D
SHRIRAM INSTITUTE FOR INDUSTRIAL RESEARCH 19, UNIVERSITY ROAD, DELHI-110007, North Delhi, Delhi Pincode: 110007 | TL/MD/2021/000007 | 01-Nov-2021 | Implantable Medical Devices (Physical Parameters and Dimensions, Sterility Test, BET Test, Bio-Burden Test) | Class D
SHRIRAM INSTITUTE FOR INDUSTRIAL RESEARCH 19, UNIVERSITY ROAD, DELHI-110007, North Delhi, Delhi Pincode: 110007 | TL/MD/2021/000007 | 01-Nov-2021 | IUCD-375 (Visual Inspection, Sealed Pouch peel strength, Frame dimensions, Copper wire weight, Insertion Tube dimension, Thread, Flange displacement force, Sterility) | Class D
SHRIRAM INSTITUTE FOR INDUSTRIAL RESEARCH 19, UNIVERSITY ROAD, DELHI-110007, North Delhi, Delhi Pincode: 110007 | TL/MD/2021/000007 | 01-Nov-2021 | Surgical dressings (Threads, weight, Length and width, foreign matter, fluorescence, packaging, labelling and storage) | Class D
SHRIRAM INSTITUTE FOR INDUSTRIAL RESEARCH 19, UNIVERSITY ROAD, DELHI-110007, North Delhi, Delhi Pincode: 110007 | TL/MD/2025/000016 | 11-Jun-2025 | Human Chorionic Gonadotropin (HCG) Test Reagents/ Kits | Class B
SIPRA LABS LIMITED 7-2-1813/5/A, Adj. To Post Office, Industrial Estate, Sanathnagar, Hyderabad, Telangana-500018, Hyderabad, Telangana Pincode: 500018 | TL/MD/2019/000001 | 02-Apr-2019 | Hypodermic Syringes | Class B
SIPRA LABS LIMITED 7-2-1813/5/A, Adj. To Post Office, Industrial Estate, Sanathnagar, Hyderabad, Telangana-500018, Hyderabad, Telangana Pincode: 500018 | TL/MD/2019/000001 | 02-Apr-2019 | Sterile Hypodermic Needles | Class B
SIPRA LABS LIMITED 7-2-1813/5/A, Adj. To Post Office, Industrial Estate, Sanathnagar, Hyderabad, Telangana-500018, Hyderabad, Telangana Pincode: 500018 | TL/MD/2019/000001 | 02-Apr-2019 | Blood Bags | Class C
SIPRA LABS LIMITED 7-2-1813/5/A, Adj. To Post Office, Industrial Estate, Sanathnagar, Hyderabad, Telangana-500018, Hyderabad, Telangana Pincode: 500018 | TL/MD/2019/000001 | 02-Apr-2019 | Condoms | Class C
SIPRA LABS LIMITED 7-2-1813/5/A, Adj. To Post Office, Industrial Estate, Sanathnagar, Hyderabad, Telangana-500018, Hyderabad, Telangana Pincode: 500018 | TL/MD/2019/000001 | 02-Apr-2019 | Tubal Rings | Class C
SIPRA LABS LIMITED 7-2-1813/5/A, Adj. To Post Office, Industrial Estate, Sanathnagar, Hyderabad, Telangana-500018, Hyderabad, Telangana Pincode: 500018 | TL/MD/2019/000001 | 02-Apr-2019 | Copper -T | Class D
Sophisticated Industrial Materials Analytic Labs Pvt. Ltd. A-3/7, Mayapuri Industrial Area, Phase-II, Mayapuri, West Delhi, Delhi, 110064, West Delhi, Delhi Pincode: 110064 | TL/MD/2024/000024 | 17-Dec-2024 | Catheters-Bacterial Endotoxin Test, (as per IP Vol. 1 ( 2.2.3) Page No. 30 and USP-44) | Class A
Sophisticated Industrial Materials Analytic Labs Pvt. Ltd. A-3/7, Mayapuri Industrial Area, Phase-II, Mayapuri, West Delhi, Delhi, 110064, West Delhi, Delhi Pincode: 110064 | TL/MD/2024/000024 | 17-Dec-2024 | Catheters-Bio-Burden Test, (as per ISO 11737 ( Part-1) | Class A
Sophisticated Industrial Materials Analytic Labs Pvt. Ltd. A-3/7, Mayapuri Industrial Area, Phase-II, Mayapuri, West Delhi, Delhi, 110064, West Delhi, Delhi Pincode: 110064 | TL/MD/2024/000024 | 17-Dec-2024 | Catheters- Sterility, (as per IP Vol. 1 ( 2.2.11) Page No. 61 and USP-44) | Class A
Sophisticated Industrial Materials Analytic Labs Pvt. Ltd. A-3/7, Mayapuri Industrial Area, Phase-II, Mayapuri, West Delhi, Delhi, 110064, West Delhi, Delhi Pincode: 110064 | TL/MD/2024/000024 | 17-Dec-2024 | Disposable Hypodermic Needles-Bacterial Endotoxin Test ( as per IP Vol. 1 ( 2.2.3) Page No. 30, USP-44) | Class A
Sophisticated Industrial Materials Analytic Labs Pvt. Ltd. A-3/7, Mayapuri Industrial Area, Phase-II, Mayapuri, West Delhi, Delhi, 110064, West Delhi, Delhi Pincode: 110064 | TL/MD/2024/000024 | 17-Dec-2024 | Disposable Hypodermic Needles-Bio-Burden Test, (as per ISO 11737 ( Part-1) | Class A
Sophisticated Industrial Materials Analytic Labs Pvt. Ltd. A-3/7, Mayapuri Industrial Area, Phase-II, Mayapuri, West Delhi, Delhi, 110064, West Delhi, Delhi Pincode: 110064 | TL/MD/2024/000024 | 17-Dec-2024 | Disposable Hypodermic Needles-Sterility (as per IP Vol. 1 ( 2.2.11) Page No.61 and USP-44) | Class A
Sophisticated Industrial Materials Analytic Labs Pvt. Ltd. A-3/7, Mayapuri Industrial Area, Phase-II, Mayapuri, West Delhi, Delhi, 110064, West Delhi, Delhi Pincode: 110064 | TL/MD/2024/000024 | 17-Dec-2024 | Disposable Hypodermic Syringes-Bacterial Endotoxin Test ( as per IP Vol. 1 ( 2.2.3) Page No. 30 and USP-44) | Class A
Sophisticated Industrial Materials Analytic Labs Pvt. Ltd. A-3/7, Mayapuri Industrial Area, Phase-II, Mayapuri, West Delhi, Delhi, 110064, West Delhi, Delhi Pincode: 110064 | TL/MD/2024/000024 | 17-Dec-2024 | Disposable Hypodermic Syringes-Bio-Burden Test, (as per ISO 11737 ( Part-1) | Class A
Sophisticated Industrial Materials Analytic Labs Pvt. Ltd. A-3/7, Mayapuri Industrial Area, Phase-II, Mayapuri, West Delhi, Delhi, 110064, West Delhi, Delhi Pincode: 110064 | TL/MD/2024/000024 | 17-Dec-2024 | Disposable Hypodermic Syringes-Sterility (as IP Vol. 1 ( 2.2.11) Page No.61 and USP-44) | Class A
Sophisticated Industrial Materials Analytic Labs Pvt. Ltd. A-3/7, Mayapuri Industrial Area, Phase-II, Mayapuri, West Delhi, Delhi, 110064, West Delhi, Delhi Pincode: 110064 | TL/MD/2024/000024 | 17-Dec-2024 | Disposable Perfusion sets- Bacterial Endotoxin Test (as per IP Vol. 1 ( 2.2.3) Page No. 30 andUSP-44) | Class A
Sophisticated Industrial Materials Analytic Labs Pvt. Ltd. A-3/7, Mayapuri Industrial Area, Phase-II, Mayapuri, West Delhi, Delhi, 110064, West Delhi, Delhi Pincode: 110064 | TL/MD/2024/000024 | 17-Dec-2024 | Disposable Perfusion sets- Bio-Burden Test, (as per ISO 11737 ( Part-1) | Class A
Sophisticated Industrial Materials Analytic Labs Pvt. Ltd. A-3/7, Mayapuri Industrial Area, Phase-II, Mayapuri, West Delhi, Delhi, 110064, West Delhi, Delhi Pincode: 110064 | TL/MD/2024/000024 | 17-Dec-2024 | Disposable Perfusion sets- Sterility, (as per IP Vol. 1 ( 2.2.11) Page No. 61 and USP-44) | Class A
Sophisticated Industrial Materials Analytic Labs Pvt. Ltd. A-3/7, Mayapuri Industrial Area, Phase-II, Mayapuri, West Delhi, Delhi, 110064, West Delhi, Delhi Pincode: 110064 | TL/MD/2024/000024 | 17-Dec-2024 | I.V. Cannulae-Bio-Burden Test, (as per ISO 11737 ( Part-1) | Class A
Sophisticated Industrial Materials Analytic Labs Pvt. Ltd. A-3/7, Mayapuri Industrial Area, Phase-II, Mayapuri, West Delhi, Delhi, 110064, West Delhi, Delhi Pincode: 110064 | TL/MD/2024/000024 | 17-Dec-2024 | I.V. Cannulae-Sterility, (as per IP Vol. 1 ( 2.2.11) Page No. 61 and USP-44) | Class A
Sophisticated Industrial Materials Analytic Labs Pvt. Ltd. A-3/7, Mayapuri Industrial Area, Phase-II, Mayapuri, West Delhi, Delhi, 110064, West Delhi, Delhi Pincode: 110064 | TL/MD/2024/000024 | 17-Dec-2024 | Surgical Dressing- Bleached Gauge Cloth-Absorbency (as per IS 2369) | Class A
Sophisticated Industrial Materials Analytic Labs Pvt. Ltd. A-3/7, Mayapuri Industrial Area, Phase-II, Mayapuri, West Delhi, Delhi, 110064, West Delhi, Delhi Pincode: 110064 | TL/MD/2024/000024 | 17-Dec-2024 | Surgical Dressing- Bleached Gauge Cloth-Fluorescence( as per IS 758) | Class A
Sophisticated Industrial Materials Analytic Labs Pvt. Ltd. A-3/7, Mayapuri Industrial Area, Phase-II, Mayapuri, West Delhi, Delhi, 110064, West Delhi, Delhi Pincode: 110064 | TL/MD/2024/000024 | 17-Dec-2024 | Surgical Dressing- Bleached Gauge Cloth-Foreign Matter (as per SIMA/STP/MD/007) | Class A
Sophisticated Industrial Materials Analytic Labs Pvt. Ltd. A-3/7, Mayapuri Industrial Area, Phase-II, Mayapuri, West Delhi, Delhi, 110064, West Delhi, Delhi Pincode: 110064 | TL/MD/2024/000024 | 17-Dec-2024 | Surgical Dressing- Bleached Gauge Cloth-pH (as per IS 1390) | Class A
Sophisticated Industrial Materials Analytic Labs Pvt. Ltd. A-3/7, Mayapuri Industrial Area, Phase-II, Mayapuri, West Delhi, Delhi, 110064, West Delhi, Delhi Pincode: 110064 | TL/MD/2024/000024 | 17-Dec-2024 | Surgical Dressing- Bleached Gauge Cloth-Scoring Loss(as per IS 1383) | Class A
Sophisticated Industrial Materials Analytic Labs Pvt. Ltd. A-3/7, Mayapuri Industrial Area, Phase-II, Mayapuri, West Delhi, Delhi, 110064, West Delhi, Delhi Pincode: 110064 | TL/MD/2024/000024 | 17-Dec-2024 | Surgical Dressing- Cotton Crepe Bandage-Ether Soluble Substances (as per BP Page No.-11007) | Class A
Sophisticated Industrial Materials Analytic Labs Pvt. Ltd. A-3/7, Mayapuri Industrial Area, Phase-II, Mayapuri, West Delhi, Delhi, 110064, West Delhi, Delhi Pincode: 110064 | TL/MD/2024/000024 | 17-Dec-2024 | Surgical Dressing- Cotton Crepe Bandage- Fabric Identification (as per BP Page No.-11007) | Class A
Sophisticated Industrial Materials Analytic Labs Pvt. Ltd. A-3/7, Mayapuri Industrial Area, Phase-II, Mayapuri, West Delhi, Delhi, 110064, West Delhi, Delhi Pincode: 110064 | TL/MD/2024/000024 | 17-Dec-2024 | Surgical Dressing- Cotton Crepe Bandage-Water Soluble Substance (as per BP Page No.-11007) | Class A
Sophisticated Industrial Materials Analytic Labs Pvt. Ltd. A-3/7, Mayapuri Industrial Area, Phase-II, Mayapuri, West Delhi, Delhi, 110064, West Delhi, Delhi Pincode: 110064 | TL/MD/2024/000024 | 17-Dec-2024 | Surgical Dressing- Crepe Bandage-Ether Soluble Substance (as per BP Page No.-11008) | Class A
Sophisticated Industrial Materials Analytic Labs Pvt. Ltd. A-3/7, Mayapuri Industrial Area, Phase-II, Mayapuri, West Delhi, Delhi, 110064, West Delhi, Delhi Pincode: 110064 | TL/MD/2024/000024 | 17-Dec-2024 | Surgical Dressing- Crepe Bandage-Fabric Identification (as per BP Page No.-11008) | Class A
Sophisticated Industrial Materials Analytic Labs Pvt. Ltd. A-3/7, Mayapuri Industrial Area, Phase-II, Mayapuri, West Delhi, Delhi, 110064, West Delhi, Delhi Pincode: 110064 | TL/MD/2024/000024 | 17-Dec-2024 | Surgical Dressing- Crepe Bandage-Water Soluble Substance (as per BP Page No.-11008) | Class A
Sophisticated Industrial Materials Analytic Labs Pvt. Ltd. A-3/7, Mayapuri Industrial Area, Phase-II, Mayapuri, West Delhi, Delhi, 110064, West Delhi, Delhi Pincode: 110064 | TL/MD/2024/000024 | 17-Dec-2024 | Surgical Dressing- Cut Bandage/ Bleached Bandage Cloth- Foreign Matter (as per SIMA/STP/MD/007) | Class A
Sophisticated Industrial Materials Analytic Labs Pvt. Ltd. A-3/7, Mayapuri Industrial Area, Phase-II, Mayapuri, West Delhi, Delhi, 110064, West Delhi, Delhi Pincode: 110064 | TL/MD/2024/000024 | 17-Dec-2024 | Surgical Dressing- Cut Bandage/ Bleached Bandage Cloth-pH (as per IS1390) | Class A
Sophisticated Industrial Materials Analytic Labs Pvt. Ltd. A-3/7, Mayapuri Industrial Area, Phase-II, Mayapuri, West Delhi, Delhi, 110064, West Delhi, Delhi Pincode: 110064 | TL/MD/2024/000024 | 17-Dec-2024 | Surgical Dressing- Cut Bandage/ Bleached Bandage Cloth-Scouring Loss (as per IS 1383) | Class A
Sophisticated Industrial Materials Analytic Labs Pvt. Ltd. A-3/7, Mayapuri Industrial Area, Phase-II, Mayapuri, West Delhi, Delhi, 110064, West Delhi, Delhi Pincode: 110064 | TL/MD/2024/000024 | 17-Dec-2024 | Surgical Dressing- Plaster of Paris-Calcium Sulphate (Hemihydrate), (as per BP Page No. 1113) | Class A
Sophisticated Industrial Materials Analytic Labs Pvt. Ltd. A-3/7, Mayapuri Industrial Area, Phase-II, Mayapuri, West Delhi, Delhi, 110064, West Delhi, Delhi Pincode: 110064 | TL/MD/2024/000024 | 17-Dec-2024 | Surgical Dressing- Plaster of Paris- Fabric Identification,(as per BP Page No. 1113) | Class A
Sophisticated Industrial Materials Analytic Labs Pvt. Ltd. A-3/7, Mayapuri Industrial Area, Phase-II, Mayapuri, West Delhi, Delhi, 110064, West Delhi, Delhi Pincode: 110064 | TL/MD/2024/000024 | 17-Dec-2024 | Catheters-Bacterial Endotoxin Test, (as per IP Vol. 1 ( 2.2.3) Page No. 30, USP-44) | Class B
Sophisticated Industrial Materials Analytic Labs Pvt. Ltd. A-3/7, Mayapuri Industrial Area, Phase-II, Mayapuri, West Delhi, Delhi, 110064, West Delhi, Delhi Pincode: 110064 | TL/MD/2024/000024 | 17-Dec-2024 | Catheters-Bio-Burden Test, (as per ISO 11737 ( Part-1) | Class B
Sophisticated Industrial Materials Analytic Labs Pvt. Ltd. A-3/7, Mayapuri Industrial Area, Phase-II, Mayapuri, West Delhi, Delhi, 110064, West Delhi, Delhi Pincode: 110064 | TL/MD/2024/000024 | 17-Dec-2024 | Catheters-Sterility, (as per IP Vol. 1 ( 2.2.11) Page No. 61 and USP-44) | Class B
Sophisticated Industrial Materials Analytic Labs Pvt. Ltd. A-3/7, Mayapuri Industrial Area, Phase-II, Mayapuri, West Delhi, Delhi, 110064, West Delhi, Delhi Pincode: 110064 | TL/MD/2024/000024 | 17-Dec-2024 | Disposable Hypodermic Needles-Bacterial Endotoxin Test ( as per IP Vol. 1 ( 2.2.3) Page No. 30 and USP-44) | Class B
Sophisticated Industrial Materials Analytic Labs Pvt. Ltd. A-3/7, Mayapuri Industrial Area, Phase-II, Mayapuri, West Delhi, Delhi, 110064, West Delhi, Delhi Pincode: 110064 | TL/MD/2024/000024 | 17-Dec-2024 | Disposable Hypodermic Needles-Bio-Burden Test, ( as per ISO 11737 ( Part-1) | Class B
Sophisticated Industrial Materials Analytic Labs Pvt. Ltd. A-3/7, Mayapuri Industrial Area, Phase-II, Mayapuri, West Delhi, Delhi, 110064, West Delhi, Delhi Pincode: 110064 | TL/MD/2024/000024 | 17-Dec-2024 | Disposable Hypodermic Needles-Sterility (as per IP Vol. 1 ( 2.2.11) Page No.61 and USP-44) | Class B
Sophisticated Industrial Materials Analytic Labs Pvt. Ltd. A-3/7, Mayapuri Industrial Area, Phase-II, Mayapuri, West Delhi, Delhi, 110064, West Delhi, Delhi Pincode: 110064 | TL/MD/2024/000024 | 17-Dec-2024 | Disposable Hypodermic Syringes-Bacterial Endotoxin Test ( as per IP Vol. 1 ( 2.2.3) Page No. 30, USP-44) | Class B
Sophisticated Industrial Materials Analytic Labs Pvt. Ltd. A-3/7, Mayapuri Industrial Area, Phase-II, Mayapuri, West Delhi, Delhi, 110064, West Delhi, Delhi Pincode: 110064 | TL/MD/2024/000024 | 17-Dec-2024 | Disposable Hypodermic Syringes-Bio-Burden Test, (as per ISO 11737 ( Part-1) | Class B
Sophisticated Industrial Materials Analytic Labs Pvt. Ltd. A-3/7, Mayapuri Industrial Area, Phase-II, Mayapuri, West Delhi, Delhi, 110064, West Delhi, Delhi Pincode: 110064 | TL/MD/2024/000024 | 17-Dec-2024 | Disposable Hypodermic Syringes-Sterility (as per IP Vol. 1 ( 2.2.11) Page No.61 and USP-44) | Class B
Sophisticated Industrial Materials Analytic Labs Pvt. Ltd. A-3/7, Mayapuri Industrial Area, Phase-II, Mayapuri, West Delhi, Delhi, 110064, West Delhi, Delhi Pincode: 110064 | TL/MD/2024/000024 | 17-Dec-2024 | Disposable Perfusion sets- Bacterial Endotoxin Test ( as per IP Vol. 1 ( 2.2.3) Page No. 30 and USP-44) | Class B
Sophisticated Industrial Materials Analytic Labs Pvt. Ltd. A-3/7, Mayapuri Industrial Area, Phase-II, Mayapuri, West Delhi, Delhi, 110064, West Delhi, Delhi Pincode: 110064 | TL/MD/2024/000024 | 17-Dec-2024 | Disposable Perfusion sets- Bio-Burden Test, ( as per ISO 11737 ( Part-1) | Class B
Sophisticated Industrial Materials Analytic Labs Pvt. Ltd. A-3/7, Mayapuri Industrial Area, Phase-II, Mayapuri, West Delhi, Delhi, 110064, West Delhi, Delhi Pincode: 110064 | TL/MD/2024/000024 | 17-Dec-2024 | Disposable Perfusion sets- Sterility, ( as per IP Vol. 1 ( 2.2.11) Page No. 61 and USP-44) | Class B
Sophisticated Industrial Materials Analytic Labs Pvt. Ltd. A-3/7, Mayapuri Industrial Area, Phase-II, Mayapuri, West Delhi, Delhi, 110064, West Delhi, Delhi Pincode: 110064 | TL/MD/2024/000024 | 17-Dec-2024 | Intra Ocular Lenses-Bacterial Endotoxin Test (as per IP Vol. 1 ( 2.2.3) Page No. 30 and USP-44) | Class B
Sophisticated Industrial Materials Analytic Labs Pvt. Ltd. A-3/7, Mayapuri Industrial Area, Phase-II, Mayapuri, West Delhi, Delhi, 110064, West Delhi, Delhi Pincode: 110064 | TL/MD/2024/000024 | 17-Dec-2024 | Intra Ocular Lenses-Sterility (as per IP Vol. 1 ( 2.2.11) Page No.61 and USP-44) | Class B
Sophisticated Industrial Materials Analytic Labs Pvt. Ltd. A-3/7, Mayapuri Industrial Area, Phase-II, Mayapuri, West Delhi, Delhi, 110064, West Delhi, Delhi Pincode: 110064 | TL/MD/2024/000024 | 17-Dec-2024 | I.V. Cannulae-Bio-Burden Test, (as per ISO 11737 ( Part-1) | Class B
Sophisticated Industrial Materials Analytic Labs Pvt. Ltd. A-3/7, Mayapuri Industrial Area, Phase-II, Mayapuri, West Delhi, Delhi, 110064, West Delhi, Delhi Pincode: 110064 | TL/MD/2024/000024 | 17-Dec-2024 | I.V. Cannulae-Sterility, (as per IP Vol. 1 ( 2.2.11) Page No. 61 and USP-44) | Class B
Sophisticated Industrial Materials Analytic Labs Pvt. Ltd. A-3/7, Mayapuri Industrial Area, Phase-II, Mayapuri, West Delhi, Delhi, 110064, West Delhi, Delhi Pincode: 110064 | TL/MD/2024/000024 | 17-Dec-2024 | Surgical Dressing- Bleached Gauge Cloth-Absorbency ( as per IS 2369) | Class B
Sophisticated Industrial Materials Analytic Labs Pvt. Ltd. A-3/7, Mayapuri Industrial Area, Phase-II, Mayapuri, West Delhi, Delhi, 110064, West Delhi, Delhi Pincode: 110064 | TL/MD/2024/000024 | 17-Dec-2024 | Surgical Dressing- Bleached Gauge Cloth-Fluorescence( as per IS 758) | Class B
Sophisticated Industrial Materials Analytic Labs Pvt. Ltd. A-3/7, Mayapuri Industrial Area, Phase-II, Mayapuri, West Delhi, Delhi, 110064, West Delhi, Delhi Pincode: 110064 | TL/MD/2024/000024 | 17-Dec-2024 | Surgical Dressing- Bleached Gauge Cloth-Foreign Matter (as per SIMA/STP/MD/007) | Class B
Sophisticated Industrial Materials Analytic Labs Pvt. Ltd. A-3/7, Mayapuri Industrial Area, Phase-II, Mayapuri, West Delhi, Delhi, 110064, West Delhi, Delhi Pincode: 110064 | TL/MD/2024/000024 | 17-Dec-2024 | Surgical Dressing- Bleached Gauge Cloth-pH (as per IS 1390) | Class B
Sophisticated Industrial Materials Analytic Labs Pvt. Ltd. A-3/7, Mayapuri Industrial Area, Phase-II, Mayapuri, West Delhi, Delhi, 110064, West Delhi, Delhi Pincode: 110064 | TL/MD/2024/000024 | 17-Dec-2024 | Surgical Dressing- Bleached Gauge Cloth-Scoring Loss (as per IS 1383) | Class B
Sophisticated Industrial Materials Analytic Labs Pvt. Ltd. A-3/7, Mayapuri Industrial Area, Phase-II, Mayapuri, West Delhi, Delhi, 110064, West Delhi, Delhi Pincode: 110064 | TL/MD/2024/000024 | 17-Dec-2024 | Surgical Dressing- Cotton Crepe Bandage-Ether Soluble Substances (as per BP Page No.-11007) | Class B
Sophisticated Industrial Materials Analytic Labs Pvt. Ltd. A-3/7, Mayapuri Industrial Area, Phase-II, Mayapuri, West Delhi, Delhi, 110064, West Delhi, Delhi Pincode: 110064 | TL/MD/2024/000024 | 17-Dec-2024 | Surgical Dressing- Cotton Crepe Bandage-Fabric Identification (as per BP Page No.-11007) | Class B
Sophisticated Industrial Materials Analytic Labs Pvt. Ltd. A-3/7, Mayapuri Industrial Area, Phase-II, Mayapuri, West Delhi, Delhi, 110064, West Delhi, Delhi Pincode: 110064 | TL/MD/2024/000024 | 17-Dec-2024 | Surgical Dressing- Cotton Crepe Bandage-Water Soluble Substance (as per BP Page No.-11007) | Class B
Sophisticated Industrial Materials Analytic Labs Pvt. Ltd. A-3/7, Mayapuri Industrial Area, Phase-II, Mayapuri, West Delhi, Delhi, 110064, West Delhi, Delhi Pincode: 110064 | TL/MD/2024/000024 | 17-Dec-2024 | Surgical Dressing- Crepe Bandage-Ether Soluble Substance (as per BP Page No.-11008) | Class B
Sophisticated Industrial Materials Analytic Labs Pvt. Ltd. A-3/7, Mayapuri Industrial Area, Phase-II, Mayapuri, West Delhi, Delhi, 110064, West Delhi, Delhi Pincode: 110064 | TL/MD/2024/000024 | 17-Dec-2024 | Surgical Dressing- Crepe Bandage- Fabric Identification (as per BP Page No.-11008) | Class B
Sophisticated Industrial Materials Analytic Labs Pvt. Ltd. A-3/7, Mayapuri Industrial Area, Phase-II, Mayapuri, West Delhi, Delhi, 110064, West Delhi, Delhi Pincode: 110064 | TL/MD/2024/000024 | 17-Dec-2024 | Surgical Dressing- Crepe Bandage-Water Soluble Substance (as per BP Page No.-11008) | Class B
Sophisticated Industrial Materials Analytic Labs Pvt. Ltd. A-3/7, Mayapuri Industrial Area, Phase-II, Mayapuri, West Delhi, Delhi, 110064, West Delhi, Delhi Pincode: 110064 | TL/MD/2024/000024 | 17-Dec-2024 | Surgical Dressing- Cut Bandage/ Bleached Bandage Cloth-Foreign Matter (as per SIMA/STP/MD/007) | Class B
Sophisticated Industrial Materials Analytic Labs Pvt. Ltd. A-3/7, Mayapuri Industrial Area, Phase-II, Mayapuri, West Delhi, Delhi, 110064, West Delhi, Delhi Pincode: 110064 | TL/MD/2024/000024 | 17-Dec-2024 | Surgical Dressing- Cut Bandage/ Bleached Bandage Cloth-pH (as per IS1390) | Class B
Sophisticated Industrial Materials Analytic Labs Pvt. Ltd. A-3/7, Mayapuri Industrial Area, Phase-II, Mayapuri, West Delhi, Delhi, 110064, West Delhi, Delhi Pincode: 110064 | TL/MD/2024/000024 | 17-Dec-2024 | Surgical Dressing- Cut Bandage/ Bleached Bandage Cloth-Scouring Loss ( as per IS 1383) | Class B
Sophisticated Industrial Materials Analytic Labs Pvt. Ltd. A-3/7, Mayapuri Industrial Area, Phase-II, Mayapuri, West Delhi, Delhi, 110064, West Delhi, Delhi Pincode: 110064 | TL/MD/2024/000024 | 17-Dec-2024 | Surgical Dressing- Plaster of Paris-Calcium Sulphate (Hemihydrate), (as per BP Page No. 1113) | Class B
Sophisticated Industrial Materials Analytic Labs Pvt. Ltd. A-3/7, Mayapuri Industrial Area, Phase-II, Mayapuri, West Delhi, Delhi, 110064, West Delhi, Delhi Pincode: 110064 | TL/MD/2024/000024 | 17-Dec-2024 | Surgical Dressing- Plaster of Paris- Fabric Identification, (as per BP Page No. 1113) | Class B
Sophisticated Industrial Materials Analytic Labs Pvt. Ltd. A-3/7, Mayapuri Industrial Area, Phase-II, Mayapuri, West Delhi, Delhi, 110064, West Delhi, Delhi Pincode: 110064 | TL/MD/2024/000024 | 17-Dec-2024 | Blood Bag With or Without Anticoagulant Solutions (Single Blood Bag, Double Blood Bag, Triple Blood Bag, Quad Blood Bag)-Bacterial Endotoxin Test ( IP Vol. 1 ( 2.2.3) Page No. 30, USP-44, IS 15102) | Class C
Sophisticated Industrial Materials Analytic Labs Pvt. Ltd. A-3/7, Mayapuri Industrial Area, Phase-II, Mayapuri, West Delhi, Delhi, 110064, West Delhi, Delhi Pincode: 110064 | TL/MD/2024/000024 | 17-Dec-2024 | Blood Bag With or Without Anticoagulant Solutions (Single Blood Bag, Double Blood Bag, Triple Blood Bag, Quad Blood Bag)-Sterility (as per IP Vol. 1 ( 2.2.11) Page No. 61 and USP-44, IS 15102) | Class C
Sophisticated Industrial Materials Analytic Labs Pvt. Ltd. A-3/7, Mayapuri Industrial Area, Phase-II, Mayapuri, West Delhi, Delhi, 110064, West Delhi, Delhi Pincode: 110064 | TL/MD/2024/000024 | 17-Dec-2024 | Catheters-Bacterial Endotoxin Test, (as per IP Vol. 1 ( 2.2.3) Page No. 30 and USP-44) | Class C
Sophisticated Industrial Materials Analytic Labs Pvt. Ltd. A-3/7, Mayapuri Industrial Area, Phase-II, Mayapuri, West Delhi, Delhi, 110064, West Delhi, Delhi Pincode: 110064 | TL/MD/2024/000024 | 17-Dec-2024 | Catheters-Bio-Burden Test, (as per ISO 11737 ( Part-1) | Class C
Sophisticated Industrial Materials Analytic Labs Pvt. Ltd. A-3/7, Mayapuri Industrial Area, Phase-II, Mayapuri, West Delhi, Delhi, 110064, West Delhi, Delhi Pincode: 110064 | TL/MD/2024/000024 | 17-Dec-2024 | Catheters-Sterility, (as per IP Vol. 1 ( 2.2.11) Page No. 61 and USP-44) | Class C
Sophisticated Industrial Materials Analytic Labs Pvt. Ltd. A-3/7, Mayapuri Industrial Area, Phase-II, Mayapuri, West Delhi, Delhi, 110064, West Delhi, Delhi Pincode: 110064 | TL/MD/2024/000024 | 17-Dec-2024 | Disposable Hypodermic Needles-Bacterial Endotoxin Test ( as per IP Vol. 1 ( 2.2.3) Page No. 30 and USP-44) | Class C
Sophisticated Industrial Materials Analytic Labs Pvt. Ltd. A-3/7, Mayapuri Industrial Area, Phase-II, Mayapuri, West Delhi, Delhi, 110064, West Delhi, Delhi Pincode: 110064 | TL/MD/2024/000024 | 17-Dec-2024 | Disposable Hypodermic Needles-Bio-Burden Test, (as per ISO 11737 ( Part-1) | Class C
Sophisticated Industrial Materials Analytic Labs Pvt. Ltd. A-3/7, Mayapuri Industrial Area, Phase-II, Mayapuri, West Delhi, Delhi, 110064, West Delhi, Delhi Pincode: 110064 | TL/MD/2024/000024 | 17-Dec-2024 | Disposable Hypodermic Needles-Sterility (as per IP Vol. 1 ( 2.2.11) Page No.61 and USP-44) | Class C
Sophisticated Industrial Materials Analytic Labs Pvt. Ltd. A-3/7, Mayapuri Industrial Area, Phase-II, Mayapuri, West Delhi, Delhi, 110064, West Delhi, Delhi Pincode: 110064 | TL/MD/2024/000024 | 17-Dec-2024 | Disposable Hypodermic Syringes-Bacterial Endotoxin Test (as per IP Vol. 1 ( 2.2.3) Page No. 30 and USP-44) | Class C
Sophisticated Industrial Materials Analytic Labs Pvt. Ltd. A-3/7, Mayapuri Industrial Area, Phase-II, Mayapuri, West Delhi, Delhi, 110064, West Delhi, Delhi Pincode: 110064 | TL/MD/2024/000024 | 17-Dec-2024 | Disposable Hypodermic Syringes-Bio-Burden Test, (as per ISO 11737 ( Part-1) | Class C
Sophisticated Industrial Materials Analytic Labs Pvt. Ltd. A-3/7, Mayapuri Industrial Area, Phase-II, Mayapuri, West Delhi, Delhi, 110064, West Delhi, Delhi Pincode: 110064 | TL/MD/2024/000024 | 17-Dec-2024 | Disposable Hypodermic Syringes-Sterility (as per IP Vol. 1 ( 2.2.11) Page No.61 and USP-44) | Class C
Sophisticated Industrial Materials Analytic Labs Pvt. Ltd. A-3/7, Mayapuri Industrial Area, Phase-II, Mayapuri, West Delhi, Delhi, 110064, West Delhi, Delhi Pincode: 110064 | TL/MD/2024/000024 | 17-Dec-2024 | Disposable Perfusion sets-Bacterial Endotoxin Test (as per IP Vol. 1 ( 2.2.3) Page No. 30 and USP-44) | Class C
Sophisticated Industrial Materials Analytic Labs Pvt. Ltd. A-3/7, Mayapuri Industrial Area, Phase-II, Mayapuri, West Delhi, Delhi, 110064, West Delhi, Delhi Pincode: 110064 | TL/MD/2024/000024 | 17-Dec-2024 | Disposable Perfusion sets-Bio-Burden Test, (as per ISO 11737 ( Part-1) | Class C
Sophisticated Industrial Materials Analytic Labs Pvt. Ltd. A-3/7, Mayapuri Industrial Area, Phase-II, Mayapuri, West Delhi, Delhi, 110064, West Delhi, Delhi Pincode: 110064 | TL/MD/2024/000024 | 17-Dec-2024 | Disposable Perfusion sets-Sterility, (as per IP Vol. 1 ( 2.2.11) Page No. 61 and USP-44) | Class C
Sophisticated Industrial Materials Analytic Labs Pvt. Ltd. A-3/7, Mayapuri Industrial Area, Phase-II, Mayapuri, West Delhi, Delhi, 110064, West Delhi, Delhi Pincode: 110064 | TL/MD/2024/000024 | 17-Dec-2024 | Intra Ocular Lenses-Bacterial Endotoxin Test ( IP Vol. 1 ( 2.2.3) Page No. 30, USP-44) | Class C
Sophisticated Industrial Materials Analytic Labs Pvt. Ltd. A-3/7, Mayapuri Industrial Area, Phase-II, Mayapuri, West Delhi, Delhi, 110064, West Delhi, Delhi Pincode: 110064 | TL/MD/2024/000024 | 17-Dec-2024 | Intra Ocular Lenses-Sterility, (as per IP Vol. 1 ( 2.2.11) Page No. 61 and USP-44) | Class C
Sophisticated Industrial Materials Analytic Labs Pvt. Ltd. A-3/7, Mayapuri Industrial Area, Phase-II, Mayapuri, West Delhi, Delhi, 110064, West Delhi, Delhi Pincode: 110064 | TL/MD/2024/000024 | 17-Dec-2024 | I.V. Cannulae-Bio-Burden Test, (as per ISO 11737 ( Part-1) | Class C
Sophisticated Industrial Materials Analytic Labs Pvt. Ltd. A-3/7, Mayapuri Industrial Area, Phase-II, Mayapuri, West Delhi, Delhi, 110064, West Delhi, Delhi Pincode: 110064 | TL/MD/2024/000024 | 17-Dec-2024 | I.V. Cannulae-Sterility, (as per IP Vol. 1 ( 2.2.11) Page No. 61 and USP-44) | Class C
Sophisticated Industrial Materials Analytic Labs Pvt. Ltd. A-3/7, Mayapuri Industrial Area, Phase-II, Mayapuri, West Delhi, Delhi, 110064, West Delhi, Delhi Pincode: 110064 | TL/MD/2024/000024 | 17-Dec-2024 | Orthopedic implant- Bacterial Endotoxin Test (as per IP Vol. 1 ( 2.2.3) Page No. 30 and USP-44) | Class C
Sophisticated Industrial Materials Analytic Labs Pvt. Ltd. A-3/7, Mayapuri Industrial Area, Phase-II, Mayapuri, West Delhi, Delhi, 110064, West Delhi, Delhi Pincode: 110064 | TL/MD/2024/000024 | 17-Dec-2024 | Orthopedic implant-Sterility (as per IP Vol. 1 ( 2.2.11) Page No.61 and USP-44) | Class C
Sophisticated Industrial Materials Analytic Labs Pvt. Ltd. A-3/7, Mayapuri Industrial Area, Phase-II, Mayapuri, West Delhi, Delhi, 110064, West Delhi, Delhi Pincode: 110064 | TL/MD/2024/000024 | 17-Dec-2024 | Surgical Dressing- Bleached Gauge Cloth-Absorbency ( as per IS 2369) | Class C
Sophisticated Industrial Materials Analytic Labs Pvt. Ltd. A-3/7, Mayapuri Industrial Area, Phase-II, Mayapuri, West Delhi, Delhi, 110064, West Delhi, Delhi Pincode: 110064 | TL/MD/2024/000024 | 17-Dec-2024 | Surgical Dressing- Bleached Gauge Cloth-Fluorescence( as per IS 758) | Class C
Sophisticated Industrial Materials Analytic Labs Pvt. Ltd. A-3/7, Mayapuri Industrial Area, Phase-II, Mayapuri, West Delhi, Delhi, 110064, West Delhi, Delhi Pincode: 110064 | TL/MD/2024/000024 | 17-Dec-2024 | Surgical Dressing- Bleached Gauge Cloth-Foreign Matter (as per SIMA/STP/MD/007) | Class C
Sophisticated Industrial Materials Analytic Labs Pvt. Ltd. A-3/7, Mayapuri Industrial Area, Phase-II, Mayapuri, West Delhi, Delhi, 110064, West Delhi, Delhi Pincode: 110064 | TL/MD/2024/000024 | 17-Dec-2024 | Surgical Dressing- Bleached Gauge Cloth-pH (as per IS 1390) | Class C
Sophisticated Industrial Materials Analytic Labs Pvt. Ltd. A-3/7, Mayapuri Industrial Area, Phase-II, Mayapuri, West Delhi, Delhi, 110064, West Delhi, Delhi Pincode: 110064 | TL/MD/2024/000024 | 17-Dec-2024 | Surgical Dressing- Bleached Gauge Cloth-Scoring Loss(as per IS 1383) | Class C
Sophisticated Industrial Materials Analytic Labs Pvt. Ltd. A-3/7, Mayapuri Industrial Area, Phase-II, Mayapuri, West Delhi, Delhi, 110064, West Delhi, Delhi Pincode: 110064 | TL/MD/2024/000024 | 17-Dec-2024 | Surgical Dressing- Cotton Crepe Bandage-Ether Soluble Substances (as per BP Page No.-11007) | Class C
Sophisticated Industrial Materials Analytic Labs Pvt. Ltd. A-3/7, Mayapuri Industrial Area, Phase-II, Mayapuri, West Delhi, Delhi, 110064, West Delhi, Delhi Pincode: 110064 | TL/MD/2024/000024 | 17-Dec-2024 | Surgical Dressing- Cotton Crepe Bandage-Fabric Identification (as per BP Page No.-11007) | Class C
Sophisticated Industrial Materials Analytic Labs Pvt. Ltd. A-3/7, Mayapuri Industrial Area, Phase-II, Mayapuri, West Delhi, Delhi, 110064, West Delhi, Delhi Pincode: 110064 | TL/MD/2024/000024 | 17-Dec-2024 | Surgical Dressing- Cotton Crepe Bandage-Water Soluble Substance (as per BP Page No.-11007) | Class C
Sophisticated Industrial Materials Analytic Labs Pvt. Ltd. A-3/7, Mayapuri Industrial Area, Phase-II, Mayapuri, West Delhi, Delhi, 110064, West Delhi, Delhi Pincode: 110064 | TL/MD/2024/000024 | 17-Dec-2024 | Surgical Dressing- Crepe Bandage-Ether Soluble Substance (as per BP Page No.-11008) | Class C
Sophisticated Industrial Materials Analytic Labs Pvt. Ltd. A-3/7, Mayapuri Industrial Area, Phase-II, Mayapuri, West Delhi, Delhi, 110064, West Delhi, Delhi Pincode: 110064 | TL/MD/2024/000024 | 17-Dec-2024 | Surgical Dressing- Crepe Bandage-Fabric Identification (as per BP Page No.-11008) | Class C
Sophisticated Industrial Materials Analytic Labs Pvt. Ltd. A-3/7, Mayapuri Industrial Area, Phase-II, Mayapuri, West Delhi, Delhi, 110064, West Delhi, Delhi Pincode: 110064 | TL/MD/2024/000024 | 17-Dec-2024 | Surgical Dressing- Crepe Bandage-Water Soluble Substance (as per BP Page No.-11008) | Class C
Sophisticated Industrial Materials Analytic Labs Pvt. Ltd. A-3/7, Mayapuri Industrial Area, Phase-II, Mayapuri, West Delhi, Delhi, 110064, West Delhi, Delhi Pincode: 110064 | TL/MD/2024/000024 | 17-Dec-2024 | Surgical Dressing- Cut Bandage/ Bleached Bandage Cloth-Foreign Matter (as per SIMA/STP/MD/007) | Class C
Sophisticated Industrial Materials Analytic Labs Pvt. Ltd. A-3/7, Mayapuri Industrial Area, Phase-II, Mayapuri, West Delhi, Delhi, 110064, West Delhi, Delhi Pincode: 110064 | TL/MD/2024/000024 | 17-Dec-2024 | Surgical Dressing- Cut Bandage/ Bleached Bandage Cloth- pH (as per IS1390) | Class C
Sophisticated Industrial Materials Analytic Labs Pvt. Ltd. A-3/7, Mayapuri Industrial Area, Phase-II, Mayapuri, West Delhi, Delhi, 110064, West Delhi, Delhi Pincode: 110064 | TL/MD/2024/000024 | 17-Dec-2024 | Surgical Dressing- Cut Bandage/ Bleached Bandage Cloth-Scouring Loss (as per IS 1383) | Class C
Sophisticated Industrial Materials Analytic Labs Pvt. Ltd. A-3/7, Mayapuri Industrial Area, Phase-II, Mayapuri, West Delhi, Delhi, 110064, West Delhi, Delhi Pincode: 110064 | TL/MD/2024/000024 | 17-Dec-2024 | Surgical Dressing- Plaster of Paris-Calcium Sulphate (Hemihydrate), (as per BP Page No. 1113) | Class C
Sophisticated Industrial Materials Analytic Labs Pvt. Ltd. A-3/7, Mayapuri Industrial Area, Phase-II, Mayapuri, West Delhi, Delhi, 110064, West Delhi, Delhi Pincode: 110064 | TL/MD/2024/000024 | 17-Dec-2024 | Surgical Dressing- Plaster of Paris- Fabric Identification, (as per BP Page No. 1113) | Class C
Sophisticated Industrial Materials Analytic Labs Pvt. Ltd. A-3/7, Mayapuri Industrial Area, Phase-II, Mayapuri, West Delhi, Delhi, 110064, West Delhi, Delhi Pincode: 110064 | TL/MD/2024/000024 | 17-Dec-2024 | Catheters-Bacterial Endotoxin Test, ( as per IP Vol. 1 ( 2.2.3) Page No. 30 and USP-44) | Class D
Sophisticated Industrial Materials Analytic Labs Pvt. Ltd. A-3/7, Mayapuri Industrial Area, Phase-II, Mayapuri, West Delhi, Delhi, 110064, West Delhi, Delhi Pincode: 110064 | TL/MD/2024/000024 | 17-Dec-2024 | Catheters-Bio-Burden Test, (as per ISO 11737 ( Part-1) | Class D
Sophisticated Industrial Materials Analytic Labs Pvt. Ltd. A-3/7, Mayapuri Industrial Area, Phase-II, Mayapuri, West Delhi, Delhi, 110064, West Delhi, Delhi Pincode: 110064 | TL/MD/2024/000024 | 17-Dec-2024 | Catheters-Sterility, (as per IP Vol. 1 ( 2.2.11) Page No. 61 and USP-44) | Class D
Sophisticated Industrial Materials Analytic Labs Pvt. Ltd. A-3/7, Mayapuri Industrial Area, Phase-II, Mayapuri, West Delhi, Delhi, 110064, West Delhi, Delhi Pincode: 110064 | TL/MD/2024/000024 | 17-Dec-2024 | Disposable Hypodermic Needles- Bacterial Endotoxin Test ( as per IP Vol. 1 ( 2.2.3) Page No. 30 and USP-44) | Class D
Sophisticated Industrial Materials Analytic Labs Pvt. Ltd. A-3/7, Mayapuri Industrial Area, Phase-II, Mayapuri, West Delhi, Delhi, 110064, West Delhi, Delhi Pincode: 110064 | TL/MD/2024/000024 | 17-Dec-2024 | Disposable Hypodermic Needles-Bio-Burden Test, (as per ISO 11737 ( Part-1) | Class D
Sophisticated Industrial Materials Analytic Labs Pvt. Ltd. A-3/7, Mayapuri Industrial Area, Phase-II, Mayapuri, West Delhi, Delhi, 110064, West Delhi, Delhi Pincode: 110064 | TL/MD/2024/000024 | 17-Dec-2024 | Disposable Hypodermic Needles-Sterility (as per IP Vol. 1 ( 2.2.11) Page No.61 and USP-44) | Class D
Sophisticated Industrial Materials Analytic Labs Pvt. Ltd. A-3/7, Mayapuri Industrial Area, Phase-II, Mayapuri, West Delhi, Delhi, 110064, West Delhi, Delhi Pincode: 110064 | TL/MD/2024/000024 | 17-Dec-2024 | Disposable Hypodermic Syringes-Bacterial Endotoxin Test ( IP Vol. 1 ( 2.2.3) Page No. 30, USP-44) | Class D
Sophisticated Industrial Materials Analytic Labs Pvt. Ltd. A-3/7, Mayapuri Industrial Area, Phase-II, Mayapuri, West Delhi, Delhi, 110064, West Delhi, Delhi Pincode: 110064 | TL/MD/2024/000024 | 17-Dec-2024 | Disposable Hypodermic Syringes-Bio-Burden Test, (as per ISO 11737 ( Part-1) | Class D
Sophisticated Industrial Materials Analytic Labs Pvt. Ltd. A-3/7, Mayapuri Industrial Area, Phase-II, Mayapuri, West Delhi, Delhi, 110064, West Delhi, Delhi Pincode: 110064 | TL/MD/2024/000024 | 17-Dec-2024 | Disposable Hypodermic Syringes-Sterility (as per IP Vol. 1 ( 2.2.11) Page No.61 and USP-44) | Class D
Sophisticated Industrial Materials Analytic Labs Pvt. Ltd. A-3/7, Mayapuri Industrial Area, Phase-II, Mayapuri, West Delhi, Delhi, 110064, West Delhi, Delhi Pincode: 110064 | TL/MD/2024/000024 | 17-Dec-2024 | Disposable Perfusion sets-Bacterial Endotoxin Test ( as per IP Vol. 1 ( 2.2.3) Page No. 30 and USP-44) | Class D
Sophisticated Industrial Materials Analytic Labs Pvt. Ltd. A-3/7, Mayapuri Industrial Area, Phase-II, Mayapuri, West Delhi, Delhi, 110064, West Delhi, Delhi Pincode: 110064 | TL/MD/2024/000024 | 17-Dec-2024 | Disposable Perfusion sets- Bio-Burden Test, (as per ISO 11737 ( Part-1) | Class D
Sophisticated Industrial Materials Analytic Labs Pvt. Ltd. A-3/7, Mayapuri Industrial Area, Phase-II, Mayapuri, West Delhi, Delhi, 110064, West Delhi, Delhi Pincode: 110064 | TL/MD/2024/000024 | 17-Dec-2024 | Disposable Perfusion sets- Sterility, (as per IP Vol. 1 ( 2.2.11) Page No. 61 and USP-44) | Class D
Sophisticated Industrial Materials Analytic Labs Pvt. Ltd. A-3/7, Mayapuri Industrial Area, Phase-II, Mayapuri, West Delhi, Delhi, 110064, West Delhi, Delhi Pincode: 110064 | TL/MD/2024/000024 | 17-Dec-2024 | I.V. Cannulae-Bio-Burden Test, (as per ISO 11737 ( Part-1) | Class D
Sophisticated Industrial Materials Analytic Labs Pvt. Ltd. A-3/7, Mayapuri Industrial Area, Phase-II, Mayapuri, West Delhi, Delhi, 110064, West Delhi, Delhi Pincode: 110064 | TL/MD/2024/000024 | 17-Dec-2024 | I.V. Cannulae-Sterility, (as per IP Vol. 1 ( 2.2.11) Page No. 61 and USP-44) | Class D
Sophisticated Industrial Materials Analytic Labs Pvt. Ltd. A-3/7, Mayapuri Industrial Area, Phase-II, Mayapuri, West Delhi, Delhi, 110064, West Delhi, Delhi Pincode: 110064 | TL/MD/2024/000024 | 17-Dec-2024 | Orthopedic implant-Bacterial Endotoxin Test ( as per IP Vol. 1 ( 2.2.3) Page No. 30 and USP-44) | Class D
Sophisticated Industrial Materials Analytic Labs Pvt. Ltd. A-3/7, Mayapuri Industrial Area, Phase-II, Mayapuri, West Delhi, Delhi, 110064, West Delhi, Delhi Pincode: 110064 | TL/MD/2024/000024 | 17-Dec-2024 | Orthopedic implant- Bio-Burden Test, (as per ISO 11737 ( Part-1) | Class D
Sophisticated Industrial Materials Analytic Labs Pvt. Ltd. A-3/7, Mayapuri Industrial Area, Phase-II, Mayapuri, West Delhi, Delhi, 110064, West Delhi, Delhi Pincode: 110064 | TL/MD/2024/000024 | 17-Dec-2024 | Orthopedic implant-Bio-Burden Test, (as per ISO 11737 ( Part-1) | Class D
Sophisticated Industrial Materials Analytic Labs Pvt. Ltd. A-3/7, Mayapuri Industrial Area, Phase-II, Mayapuri, West Delhi, Delhi, 110064, West Delhi, Delhi Pincode: 110064 | TL/MD/2024/000024 | 17-Dec-2024 | Orthopedic implant- Sterility (as per IP Vol. 1 ( 2.2.11) Page No.61 and USP-44) | Class D
Sophisticated Industrial Materials Analytic Labs Pvt. Ltd. A-3/7, Mayapuri Industrial Area, Phase-II, Mayapuri, West Delhi, Delhi, 110064, West Delhi, Delhi Pincode: 110064 | TL/MD/2024/000024 | 17-Dec-2024 | Surgical Dressing- Bleached Gauge Cloth- Absorbency ( as per IS 2369) | Class D
Sophisticated Industrial Materials Analytic Labs Pvt. Ltd. A-3/7, Mayapuri Industrial Area, Phase-II, Mayapuri, West Delhi, Delhi, 110064, West Delhi, Delhi Pincode: 110064 | TL/MD/2024/000024 | 17-Dec-2024 | Surgical Dressing- Bleached Gauge Cloth-Fluorescence( as per IS 758) | Class D
Sophisticated Industrial Materials Analytic Labs Pvt. Ltd. A-3/7, Mayapuri Industrial Area, Phase-II, Mayapuri, West Delhi, Delhi, 110064, West Delhi, Delhi Pincode: 110064 | TL/MD/2024/000024 | 17-Dec-2024 | Surgical Dressing- Bleached Gauge Cloth-Foreign Matter ((as per SIMA/STP/MD/007) | Class D
Sophisticated Industrial Materials Analytic Labs Pvt. Ltd. A-3/7, Mayapuri Industrial Area, Phase-II, Mayapuri, West Delhi, Delhi, 110064, West Delhi, Delhi Pincode: 110064 | TL/MD/2024/000024 | 17-Dec-2024 | Surgical Dressing- Bleached Gauge Cloth-pH (as per IS 1390) | Class D
Sophisticated Industrial Materials Analytic Labs Pvt. Ltd. A-3/7, Mayapuri Industrial Area, Phase-II, Mayapuri, West Delhi, Delhi, 110064, West Delhi, Delhi Pincode: 110064 | TL/MD/2024/000024 | 17-Dec-2024 | Surgical Dressing- Bleached Gauge Cloth-Scoring Loss(as per IS 1383) | Class D
Sophisticated Industrial Materials Analytic Labs Pvt. Ltd. A-3/7, Mayapuri Industrial Area, Phase-II, Mayapuri, West Delhi, Delhi, 110064, West Delhi, Delhi Pincode: 110064 | TL/MD/2024/000024 | 17-Dec-2024 | Surgical Dressing- Cotton Crepe Bandage- Ether Soluble Substances (as per BP Page No.-11007) | Class D
Sophisticated Industrial Materials Analytic Labs Pvt. Ltd. A-3/7, Mayapuri Industrial Area, Phase-II, Mayapuri, West Delhi, Delhi, 110064, West Delhi, Delhi Pincode: 110064 | TL/MD/2024/000024 | 17-Dec-2024 | Surgical Dressing- Cotton Crepe Bandage-Fabric Identification (as per BP Page No.-11007) | Class D
Sophisticated Industrial Materials Analytic Labs Pvt. Ltd. A-3/7, Mayapuri Industrial Area, Phase-II, Mayapuri, West Delhi, Delhi, 110064, West Delhi, Delhi Pincode: 110064 | TL/MD/2024/000024 | 17-Dec-2024 | Surgical Dressing- Cotton Crepe Bandage,-Water Soluble Substance (as per BP Page No.-11007) | Class D
Sophisticated Industrial Materials Analytic Labs Pvt. Ltd. A-3/7, Mayapuri Industrial Area, Phase-II, Mayapuri, West Delhi, Delhi, 110064, West Delhi, Delhi Pincode: 110064 | TL/MD/2024/000024 | 17-Dec-2024 | Surgical Dressing- Crepe Bandage-Ether Soluble Substance (as per BP Page No.-11008) | Class D
Sophisticated Industrial Materials Analytic Labs Pvt. Ltd. A-3/7, Mayapuri Industrial Area, Phase-II, Mayapuri, West Delhi, Delhi, 110064, West Delhi, Delhi Pincode: 110064 | TL/MD/2024/000024 | 17-Dec-2024 | Surgical Dressing- Crepe Bandage-Fabric Identification (as per BP Page No.-11008) | Class D
Sophisticated Industrial Materials Analytic Labs Pvt. Ltd. A-3/7, Mayapuri Industrial Area, Phase-II, Mayapuri, West Delhi, Delhi, 110064, West Delhi, Delhi Pincode: 110064 | TL/MD/2024/000024 | 17-Dec-2024 | Surgical Dressing- Crepe Bandage-Water Soluble Substance (as per BP Page No.-11008) | Class D
Sophisticated Industrial Materials Analytic Labs Pvt. Ltd. A-3/7, Mayapuri Industrial Area, Phase-II, Mayapuri, West Delhi, Delhi, 110064, West Delhi, Delhi Pincode: 110064 | TL/MD/2024/000024 | 17-Dec-2024 | Surgical Dressing- Cut Bandage/ Bleached Bandage Cloth-Foreign Matter(as per SIMA/STP/MD/007) | Class D
Sophisticated Industrial Materials Analytic Labs Pvt. Ltd. A-3/7, Mayapuri Industrial Area, Phase-II, Mayapuri, West Delhi, Delhi, 110064, West Delhi, Delhi Pincode: 110064 | TL/MD/2024/000024 | 17-Dec-2024 | Surgical Dressing- Cut Bandage/ Bleached Bandage Cloth-pH (as per IS1390) | Class D
Sophisticated Industrial Materials Analytic Labs Pvt. Ltd. A-3/7, Mayapuri Industrial Area, Phase-II, Mayapuri, West Delhi, Delhi, 110064, West Delhi, Delhi Pincode: 110064 | TL/MD/2024/000024 | 17-Dec-2024 | Surgical Dressing- Cut Bandage/ Bleached Bandage Cloth-Scouring Loss (as per IS 1383) | Class D
Sophisticated Industrial Materials Analytic Labs Pvt. Ltd. A-3/7, Mayapuri Industrial Area, Phase-II, Mayapuri, West Delhi, Delhi, 110064, West Delhi, Delhi Pincode: 110064 | TL/MD/2024/000024 | 17-Dec-2024 | Surgical Dressing- Plaster of Paris-Calcium Sulphate (Hemihydrate), ( as per BP Page No. 1113) | Class D
Sophisticated Industrial Materials Analytic Labs Pvt. Ltd. A-3/7, Mayapuri Industrial Area, Phase-II, Mayapuri, West Delhi, Delhi, 110064, West Delhi, Delhi Pincode: 110064 | TL/MD/2024/000024 | 17-Dec-2024 | Surgical Dressing- Plaster of Paris-Fabric Identification, (as per BP Page No. 1113) | Class D
Sophisticated Industrial Materials Analytic Labs Pvt. Ltd. A-3/7, Mayapuri Industrial Area, Phase-II, Mayapuri, West Delhi, Delhi, 110064, West Delhi, Delhi Pincode: 110064 | TL/MD/2024/000024 | 17-Dec-2024 | Surgical Glove (Sterile/ Non Sterile)-Sterility, ( as per IP Vol. 1 ( 2.2.11) Page No. 61 and USP-44) | Class D
Sophisticated Industrial Materials Analytic Labs Pvt. Ltd. A-3/7, Mayapuri Industrial Area, Phase-II, Mayapuri, West Delhi, Delhi, 110064, West Delhi, Delhi Pincode: 110064 | TL/MD/2024/000024 | 17-Dec-2024 | Surgical Suture- Bacterial Endotoxin Test, (as per IP Vol. 1 ( 2.2.3) Page No. 30 and USP-44) | Class D
Sophisticated Industrial Materials Analytic Labs Pvt. Ltd. A-3/7, Mayapuri Industrial Area, Phase-II, Mayapuri, West Delhi, Delhi, 110064, West Delhi, Delhi Pincode: 110064 | TL/MD/2024/000024 | 17-Dec-2024 | Surgical Suture-Sterility, (IP Vol. 1 ( 2.2.11) Page No. 61, USP-44) | Class D
Sophisticated Industrial Materials Analytic Labs Pvt. Ltd. A-3/7, Mayapuri Industrial Area, Phase-II, Mayapuri, West Delhi, Delhi, 110064, West Delhi, Delhi Pincode: 110064 | TL/MD/2025/000010 | 05-May-2025 | Sterile Gauze Swab-Ends per dm ( as per IS 1963) | Class A
Sophisticated Industrial Materials Analytic Labs Pvt. Ltd. A-3/7, Mayapuri Industrial Area, Phase-II, Mayapuri, West Delhi, Delhi, 110064, West Delhi, Delhi Pincode: 110064 | TL/MD/2025/000010 | 05-May-2025 | Sterile Gauze Swab-Mass per unit area, ( as per IS 1964) | Class A
Sophisticated Industrial Materials Analytic Labs Pvt. Ltd. A-3/7, Mayapuri Industrial Area, Phase-II, Mayapuri, West Delhi, Delhi, 110064, West Delhi, Delhi Pincode: 110064 | TL/MD/2025/000010 | 05-May-2025 | Sterile Gauze Swab-Picks ( as per IS10829) | Class A
Sophisticated Industrial Materials Analytic Labs Pvt. Ltd. A-3/7, Mayapuri Industrial Area, Phase-II, Mayapuri, West Delhi, Delhi, 110064, West Delhi, Delhi Pincode: 110064 | TL/MD/2025/000010 | 05-May-2025 | Sterile Gauze Swab-Picks per dm( as per IS 1963) | Class A
Sophisticated Industrial Materials Analytic Labs Pvt. Ltd. A-3/7, Mayapuri Industrial Area, Phase-II, Mayapuri, West Delhi, Delhi, 110064, West Delhi, Delhi Pincode: 110064 | TL/MD/2025/000010 | 05-May-2025 | Sterile Gauze Swab-Sinking Time( as per IS10829) | Class A
Sophisticated Industrial Materials Analytic Labs Pvt. Ltd. A-3/7, Mayapuri Industrial Area, Phase-II, Mayapuri, West Delhi, Delhi, 110064, West Delhi, Delhi Pincode: 110064 | TL/MD/2025/000010 | 05-May-2025 | Sterile Gauze Swab-Water Soluble Substance ( as per IS 10829) | Class A
Sophisticated Industrial Materials Analytic Labs Pvt. Ltd. A-3/7, Mayapuri Industrial Area, Phase-II, Mayapuri, West Delhi, Delhi, 110064, West Delhi, Delhi Pincode: 110064 | TL/MD/2025/000010 | 05-May-2025 | Sterile Gauze Swab-Weight Per unit area Mass ( as per IS 10829) | Class A
Sophisticated Industrial Materials Analytic Labs Pvt. Ltd. A-3/7, Mayapuri Industrial Area, Phase-II, Mayapuri, West Delhi, Delhi, 110064, West Delhi, Delhi Pincode: 110064 | TL/MD/2025/000010 | 05-May-2025 | Absorbable Surgical Suture- Diameter( as per USP) | Class B
Sophisticated Industrial Materials Analytic Labs Pvt. Ltd. A-3/7, Mayapuri Industrial Area, Phase-II, Mayapuri, West Delhi, Delhi, 110064, West Delhi, Delhi Pincode: 110064 | TL/MD/2025/000010 | 05-May-2025 | Absorbable Surgical Suture- Length (as per USP) | Class B
Sophisticated Industrial Materials Analytic Labs Pvt. Ltd. A-3/7, Mayapuri Industrial Area, Phase-II, Mayapuri, West Delhi, Delhi, 110064, West Delhi, Delhi Pincode: 110064 | TL/MD/2025/000010 | 05-May-2025 | Absorbable Surgical Suture-Needle Attachment (as per USP) | Class B
Sophisticated Industrial Materials Analytic Labs Pvt. Ltd. A-3/7, Mayapuri Industrial Area, Phase-II, Mayapuri, West Delhi, Delhi, 110064, West Delhi, Delhi Pincode: 110064 | TL/MD/2025/000010 | 05-May-2025 | Absorbable Surgical Suture-Tensile Strength (as per USP) | Class B
Sophisticated Industrial Materials Analytic Labs Pvt. Ltd. A-3/7, Mayapuri Industrial Area, Phase-II, Mayapuri, West Delhi, Delhi, 110064, West Delhi, Delhi Pincode: 110064 | TL/MD/2025/000010 | 05-May-2025 | Adhesive Tape-Adhesive Strength ( as per USP) | Class B
Sophisticated Industrial Materials Analytic Labs Pvt. Ltd. A-3/7, Mayapuri Industrial Area, Phase-II, Mayapuri, West Delhi, Delhi, 110064, West Delhi, Delhi Pincode: 110064 | TL/MD/2025/000010 | 05-May-2025 | Adhesive Tape-Adhesive Strength ( as per USP, Pg. 9361) | Class B
Sophisticated Industrial Materials Analytic Labs Pvt. Ltd. A-3/7, Mayapuri Industrial Area, Phase-II, Mayapuri, West Delhi, Delhi, 110064, West Delhi, Delhi Pincode: 110064 | TL/MD/2025/000010 | 05-May-2025 | Adhesive Tape-Tensile strength ( as per USP) | Class B
Sophisticated Industrial Materials Analytic Labs Pvt. Ltd. A-3/7, Mayapuri Industrial Area, Phase-II, Mayapuri, West Delhi, Delhi, 110064, West Delhi, Delhi Pincode: 110064 | TL/MD/2025/000010 | 05-May-2025 | Adhesive Tape-Width( as per USP) | Class B
Sophisticated Industrial Materials Analytic Labs Pvt. Ltd. A-3/7, Mayapuri Industrial Area, Phase-II, Mayapuri, West Delhi, Delhi, 110064, West Delhi, Delhi Pincode: 110064 | TL/MD/2025/000010 | 05-May-2025 | Bleached gauze cloth-Absorbency ( as per IS 2369) | Class B
Sophisticated Industrial Materials Analytic Labs Pvt. Ltd. A-3/7, Mayapuri Industrial Area, Phase-II, Mayapuri, West Delhi, Delhi, 110064, West Delhi, Delhi Pincode: 110064 | TL/MD/2025/000010 | 05-May-2025 | Bleached gauze cloth-Ends per dm ( as per IS 2369) | Class B
Sophisticated Industrial Materials Analytic Labs Pvt. Ltd. A-3/7, Mayapuri Industrial Area, Phase-II, Mayapuri, West Delhi, Delhi, 110064, West Delhi, Delhi Pincode: 110064 | TL/MD/2025/000010 | 05-May-2025 | Bleached gauze cloth-Length( as per IS 1954) | Class B
Sophisticated Industrial Materials Analytic Labs Pvt. Ltd. A-3/7, Mayapuri Industrial Area, Phase-II, Mayapuri, West Delhi, Delhi, 110064, West Delhi, Delhi Pincode: 110064 | TL/MD/2025/000010 | 05-May-2025 | Bleached gauze cloth-Mass per unit area ( as per IS 1954) | Class B
Sophisticated Industrial Materials Analytic Labs Pvt. Ltd. A-3/7, Mayapuri Industrial Area, Phase-II, Mayapuri, West Delhi, Delhi, 110064, West Delhi, Delhi Pincode: 110064 | TL/MD/2025/000010 | 05-May-2025 | Bleached gauze cloth -pH ( as per IS758) | Class B
Sophisticated Industrial Materials Analytic Labs Pvt. Ltd. A-3/7, Mayapuri Industrial Area, Phase-II, Mayapuri, West Delhi, Delhi, 110064, West Delhi, Delhi Pincode: 110064 | TL/MD/2025/000010 | 05-May-2025 | Bleached gauze cloth-Picks per dm ( as per IS 1954) | Class B
Sophisticated Industrial Materials Analytic Labs Pvt. Ltd. A-3/7, Mayapuri Industrial Area, Phase-II, Mayapuri, West Delhi, Delhi, 110064, West Delhi, Delhi Pincode: 110064 | TL/MD/2025/000010 | 05-May-2025 | Bleached gauze cloth -Sinking Time (as per IS758) | Class B
Sophisticated Industrial Materials Analytic Labs Pvt. Ltd. A-3/7, Mayapuri Industrial Area, Phase-II, Mayapuri, West Delhi, Delhi, 110064, West Delhi, Delhi Pincode: 110064 | TL/MD/2025/000010 | 05-May-2025 | Bleached gauze cloth-Width( as per IS 1954) | Class B
Sophisticated Industrial Materials Analytic Labs Pvt. Ltd. A-3/7, Mayapuri Industrial Area, Phase-II, Mayapuri, West Delhi, Delhi, 110064, West Delhi, Delhi Pincode: 110064 | TL/MD/2025/000010 | 05-May-2025 | Cotton Bandage Cloth-Ends per dm ( as per IS 1963) | Class B
Sophisticated Industrial Materials Analytic Labs Pvt. Ltd. A-3/7, Mayapuri Industrial Area, Phase-II, Mayapuri, West Delhi, Delhi, 110064, West Delhi, Delhi Pincode: 110064 | TL/MD/2025/000010 | 05-May-2025 | Cotton Bandage Cloth-Length ( as per IS 1954) | Class B
Sophisticated Industrial Materials Analytic Labs Pvt. Ltd. A-3/7, Mayapuri Industrial Area, Phase-II, Mayapuri, West Delhi, Delhi, 110064, West Delhi, Delhi Pincode: 110064 | TL/MD/2025/000010 | 05-May-2025 | Cotton Bandage Cloth-Length ( as per IS 1963) | Class B
Sophisticated Industrial Materials Analytic Labs Pvt. Ltd. A-3/7, Mayapuri Industrial Area, Phase-II, Mayapuri, West Delhi, Delhi, 110064, West Delhi, Delhi Pincode: 110064 | TL/MD/2025/000010 | 05-May-2025 | Cotton Bandage Cloth-Mass per unit area,( as per IS 1964) | Class B
Sophisticated Industrial Materials Analytic Labs Pvt. Ltd. A-3/7, Mayapuri Industrial Area, Phase-II, Mayapuri, West Delhi, Delhi, 110064, West Delhi, Delhi Pincode: 110064 | TL/MD/2025/000010 | 05-May-2025 | Cotton Bandage Cloth-pH-( as per IS863) | Class B
Sophisticated Industrial Materials Analytic Labs Pvt. Ltd. A-3/7, Mayapuri Industrial Area, Phase-II, Mayapuri, West Delhi, Delhi, 110064, West Delhi, Delhi Pincode: 110064 | TL/MD/2025/000010 | 05-May-2025 | Cotton Bandage Cloth-Scouring Loss-( as per IS 863) | Class B
Sophisticated Industrial Materials Analytic Labs Pvt. Ltd. A-3/7, Mayapuri Industrial Area, Phase-II, Mayapuri, West Delhi, Delhi, 110064, West Delhi, Delhi Pincode: 110064 | TL/MD/2025/000010 | 05-May-2025 | Cotton Bandage Cloth-Threads per dm ( as per IS 1963) | Class B
Sophisticated Industrial Materials Analytic Labs Pvt. Ltd. A-3/7, Mayapuri Industrial Area, Phase-II, Mayapuri, West Delhi, Delhi, 110064, West Delhi, Delhi Pincode: 110064 | TL/MD/2025/000010 | 05-May-2025 | Cotton Bandage Cloth-Width ( as per IS 863) | Class B
Sophisticated Industrial Materials Analytic Labs Pvt. Ltd. A-3/7, Mayapuri Industrial Area, Phase-II, Mayapuri, West Delhi, Delhi, 110064, West Delhi, Delhi Pincode: 110064 | TL/MD/2025/000010 | 05-May-2025 | Crepe Bandage-Elasticity ( as Per BP Page No 1108) | Class B
Sophisticated Industrial Materials Analytic Labs Pvt. Ltd. A-3/7, Mayapuri Industrial Area, Phase-II, Mayapuri, West Delhi, Delhi, 110064, West Delhi, Delhi Pincode: 110064 | TL/MD/2025/000010 | 05-May-2025 | Crepe Bandage-Ether Soluble Substance ( as per BP 1988 Page No 1106-1107) | Class B
Sophisticated Industrial Materials Analytic Labs Pvt. Ltd. A-3/7, Mayapuri Industrial Area, Phase-II, Mayapuri, West Delhi, Delhi, 110064, West Delhi, Delhi Pincode: 110064 | TL/MD/2025/000010 | 05-May-2025 | Crepe Bandage-Fiber (as per BP 1988 Page No 1106-1107) | Class B
Sophisticated Industrial Materials Analytic Labs Pvt. Ltd. A-3/7, Mayapuri Industrial Area, Phase-II, Mayapuri, West Delhi, Delhi, 110064, West Delhi, Delhi Pincode: 110064 | TL/MD/2025/000010 | 05-May-2025 | Crepe Bandage-Threads per 10 cm(Warp) (BP Page No 1108) | Class B
Sophisticated Industrial Materials Analytic Labs Pvt. Ltd. A-3/7, Mayapuri Industrial Area, Phase-II, Mayapuri, West Delhi, Delhi, 110064, West Delhi, Delhi Pincode: 110064 | TL/MD/2025/000010 | 05-May-2025 | Crepe Bandage-Threads per 10cm (Weft) (BP Page No 1108) | Class B
Sophisticated Industrial Materials Analytic Labs Pvt. Ltd. A-3/7, Mayapuri Industrial Area, Phase-II, Mayapuri, West Delhi, Delhi, 110064, West Delhi, Delhi Pincode: 110064 | TL/MD/2025/000010 | 05-May-2025 | Crepe Bandage-Water Soluble Substance ( as per BP 1988 Page No 1106-1107) | Class B
Sophisticated Industrial Materials Analytic Labs Pvt. Ltd. A-3/7, Mayapuri Industrial Area, Phase-II, Mayapuri, West Delhi, Delhi, 110064, West Delhi, Delhi Pincode: 110064 | TL/MD/2025/000010 | 05-May-2025 | Crepe Bandage-Weight Per unit area (as per BP, Page No 1108) | Class B
Sophisticated Industrial Materials Analytic Labs Pvt. Ltd. A-3/7, Mayapuri Industrial Area, Phase-II, Mayapuri, West Delhi, Delhi, 110064, West Delhi, Delhi Pincode: 110064 | TL/MD/2025/000010 | 05-May-2025 | Disposable Infusion Set-Air inlet Device (as per IS/ISO 8536-4) | Class B
Sophisticated Industrial Materials Analytic Labs Pvt. Ltd. A-3/7, Mayapuri Industrial Area, Phase-II, Mayapuri, West Delhi, Delhi, 110064, West Delhi, Delhi Pincode: 110064 | TL/MD/2025/000010 | 05-May-2025 | Disposable Infusion Set-Closure piercing Device (Dimensions Diameter) (as per IS/ISO 8536-4) | Class B
Sophisticated Industrial Materials Analytic Labs Pvt. Ltd. A-3/7, Mayapuri Industrial Area, Phase-II, Mayapuri, West Delhi, Delhi, 110064, West Delhi, Delhi Pincode: 110064 | TL/MD/2025/000010 | 05-May-2025 | Disposable Infusion Set-Closure piercing Device (Dimensions Length) (as per IS/ISO 8536-4) | Class B
Sophisticated Industrial Materials Analytic Labs Pvt. Ltd. A-3/7, Mayapuri Industrial Area, Phase-II, Mayapuri, West Delhi, Delhi, 110064, West Delhi, Delhi Pincode: 110064 | TL/MD/2025/000010 | 05-May-2025 | Disposable Infusion Set-Flexibility and Transparency (as per IS/ISO 8536-4) | Class B
Sophisticated Industrial Materials Analytic Labs Pvt. Ltd. A-3/7, Mayapuri Industrial Area, Phase-II, Mayapuri, West Delhi, Delhi, 110064, West Delhi, Delhi Pincode: 110064 | TL/MD/2025/000010 | 05-May-2025 | Disposable Infusion Set-Flow Rate of infusion set (as per IS/ISO 8536-4) | Class B
Sophisticated Industrial Materials Analytic Labs Pvt. Ltd. A-3/7, Mayapuri Industrial Area, Phase-II, Mayapuri, West Delhi, Delhi, 110064, West Delhi, Delhi Pincode: 110064 | TL/MD/2025/000010 | 05-May-2025 | Disposable Infusion Set-Injection site (as per IS/ISO 8536-4) | Class B
Sophisticated Industrial Materials Analytic Labs Pvt. Ltd. A-3/7, Mayapuri Industrial Area, Phase-II, Mayapuri, West Delhi, Delhi, 110064, West Delhi, Delhi Pincode: 110064 | TL/MD/2025/000010 | 05-May-2025 | Disposable Infusion Set-Leakage (as per IS/ISO 8536-4) | Class B
Sophisticated Industrial Materials Analytic Labs Pvt. Ltd. A-3/7, Mayapuri Industrial Area, Phase-II, Mayapuri, West Delhi, Delhi, 110064, West Delhi, Delhi Pincode: 110064 | TL/MD/2025/000010 | 05-May-2025 | Disposable Infusion Set-Protective Caps (as per IS/ISO 8536-4) | Class B
Sophisticated Industrial Materials Analytic Labs Pvt. Ltd. A-3/7, Mayapuri Industrial Area, Phase-II, Mayapuri, West Delhi, Delhi, 110064, West Delhi, Delhi Pincode: 110064 | TL/MD/2025/000010 | 05-May-2025 | Disposable Surgical Rubber Gloves-Distance at Cuff ( as per IS13422) | Class B
Sophisticated Industrial Materials Analytic Labs Pvt. Ltd. A-3/7, Mayapuri Industrial Area, Phase-II, Mayapuri, West Delhi, Delhi, 110064, West Delhi, Delhi Pincode: 110064 | TL/MD/2025/000010 | 05-May-2025 | Disposable Surgical Rubber Gloves-Distance At Finger tip (as per IS13422) | Class B
Sophisticated Industrial Materials Analytic Labs Pvt. Ltd. A-3/7, Mayapuri Industrial Area, Phase-II, Mayapuri, West Delhi, Delhi, 110064, West Delhi, Delhi Pincode: 110064 | TL/MD/2025/000010 | 05-May-2025 | Disposable Surgical Rubber Gloves-Distance at Palm (as per IS13422) | Class B
Sophisticated Industrial Materials Analytic Labs Pvt. Ltd. A-3/7, Mayapuri Industrial Area, Phase-II, Mayapuri, West Delhi, Delhi, 110064, West Delhi, Delhi Pincode: 110064 | TL/MD/2025/000010 | 05-May-2025 | Disposable Surgical Rubber Gloves-Distance between Palm to finger (as per IS13422) | Class B
Sophisticated Industrial Materials Analytic Labs Pvt. Ltd. A-3/7, Mayapuri Industrial Area, Phase-II, Mayapuri, West Delhi, Delhi, 110064, West Delhi, Delhi Pincode: 110064 | TL/MD/2025/000010 | 05-May-2025 | Disposable Surgical Rubber Gloves-Length (as per IS13422) | Class B
Sophisticated Industrial Materials Analytic Labs Pvt. Ltd. A-3/7, Mayapuri Industrial Area, Phase-II, Mayapuri, West Delhi, Delhi, 110064, West Delhi, Delhi Pincode: 110064 | TL/MD/2025/000010 | 05-May-2025 | Disposable Surgical Rubber Gloves-Stress at 500 percent Elongation (as per IS13422) | Class B
Sophisticated Industrial Materials Analytic Labs Pvt. Ltd. A-3/7, Mayapuri Industrial Area, Phase-II, Mayapuri, West Delhi, Delhi, 110064, West Delhi, Delhi Pincode: 110064 | TL/MD/2025/000010 | 05-May-2025 | Disposable Surgical Rubber Gloves-Tensile Strength After Aging (as per IS13422) | Class B
Sophisticated Industrial Materials Analytic Labs Pvt. Ltd. A-3/7, Mayapuri Industrial Area, Phase-II, Mayapuri, West Delhi, Delhi, 110064, West Delhi, Delhi Pincode: 110064 | TL/MD/2025/000010 | 05-May-2025 | Disposable Surgical Rubber Gloves-Tensile Strength Before Aging (as per IS13422) | Class B
Sophisticated Industrial Materials Analytic Labs Pvt. Ltd. A-3/7, Mayapuri Industrial Area, Phase-II, Mayapuri, West Delhi, Delhi, 110064, West Delhi, Delhi Pincode: 110064 | TL/MD/2025/000010 | 05-May-2025 | Disposable Surgical Rubber Gloves-Thickness At Cuff (as per IS13422) | Class B
Sophisticated Industrial Materials Analytic Labs Pvt. Ltd. A-3/7, Mayapuri Industrial Area, Phase-II, Mayapuri, West Delhi, Delhi, 110064, West Delhi, Delhi Pincode: 110064 | TL/MD/2025/000010 | 05-May-2025 | Disposable Surgical Rubber Gloves-Thickness At Finger tip (as per IS13422) | Class B
Sophisticated Industrial Materials Analytic Labs Pvt. Ltd. A-3/7, Mayapuri Industrial Area, Phase-II, Mayapuri, West Delhi, Delhi, 110064, West Delhi, Delhi Pincode: 110064 | TL/MD/2025/000010 | 05-May-2025 | Disposable Surgical Rubber Gloves-Thickness At Palm (as per IS13422) | Class B
Sophisticated Industrial Materials Analytic Labs Pvt. Ltd. A-3/7, Mayapuri Industrial Area, Phase-II, Mayapuri, West Delhi, Delhi, 110064, West Delhi, Delhi Pincode: 110064 | TL/MD/2025/000010 | 05-May-2025 | Disposable Surgical Rubber Gloves-Ultimate Elongation After Aging ( as per IS13422) | Class B
Sophisticated Industrial Materials Analytic Labs Pvt. Ltd. A-3/7, Mayapuri Industrial Area, Phase-II, Mayapuri, West Delhi, Delhi, 110064, West Delhi, Delhi Pincode: 110064 | TL/MD/2025/000010 | 05-May-2025 | Disposable Surgical Rubber Gloves-Ultimate Elongation Before Aging( as per IS13422) | Class B
Sophisticated Industrial Materials Analytic Labs Pvt. Ltd. A-3/7, Mayapuri Industrial Area, Phase-II, Mayapuri, West Delhi, Delhi, 110064, West Delhi, Delhi Pincode: 110064 | TL/MD/2025/000010 | 05-May-2025 | Disposable Surgical Rubber Gloves-Width( as per IS13422) | Class B
Sophisticated Industrial Materials Analytic Labs Pvt. Ltd. A-3/7, Mayapuri Industrial Area, Phase-II, Mayapuri, West Delhi, Delhi, 110064, West Delhi, Delhi Pincode: 110064 | TL/MD/2025/000010 | 05-May-2025 | Elastic Adhesive Bandage-Adhesive Strength ( as per IS 14944) | Class B
Sophisticated Industrial Materials Analytic Labs Pvt. Ltd. A-3/7, Mayapuri Industrial Area, Phase-II, Mayapuri, West Delhi, Delhi, 110064, West Delhi, Delhi Pincode: 110064 | TL/MD/2025/000010 | 05-May-2025 | Elastic Adhesive Bandage-pH-( as per IS 1390) | Class B
Sophisticated Industrial Materials Analytic Labs Pvt. Ltd. A-3/7, Mayapuri Industrial Area, Phase-II, Mayapuri, West Delhi, Delhi, 110064, West Delhi, Delhi Pincode: 110064 | TL/MD/2025/000010 | 05-May-2025 | Elastic Adhesive Bandage-Recovery (as per IS 4739 Annexure C) | Class B
Sophisticated Industrial Materials Analytic Labs Pvt. Ltd. A-3/7, Mayapuri Industrial Area, Phase-II, Mayapuri, West Delhi, Delhi, 110064, West Delhi, Delhi Pincode: 110064 | TL/MD/2025/000010 | 05-May-2025 | Elastic Adhesive Bandage-Stretchability (as per IS 4739 Annexure C) | Class B
Sophisticated Industrial Materials Analytic Labs Pvt. Ltd. A-3/7, Mayapuri Industrial Area, Phase-II, Mayapuri, West Delhi, Delhi, 110064, West Delhi, Delhi Pincode: 110064 | TL/MD/2025/000010 | 05-May-2025 | Elastic Adhesive Bandage-Stretchable Length (as per IS 14944) | Class B
Sophisticated Industrial Materials Analytic Labs Pvt. Ltd. A-3/7, Mayapuri Industrial Area, Phase-II, Mayapuri, West Delhi, Delhi, 110064, West Delhi, Delhi Pincode: 110064 | TL/MD/2025/000010 | 05-May-2025 | Elastic Adhesive Bandage-Stretchable Width(as per IS 14944) | Class B
Sophisticated Industrial Materials Analytic Labs Pvt. Ltd. A-3/7, Mayapuri Industrial Area, Phase-II, Mayapuri, West Delhi, Delhi, 110064, West Delhi, Delhi Pincode: 110064 | TL/MD/2025/000010 | 05-May-2025 | Elastic Adhesive Bandage-Threads per Stated Length (Fully Stretched )( as per IS 14944) | Class B
Sophisticated Industrial Materials Analytic Labs Pvt. Ltd. A-3/7, Mayapuri Industrial Area, Phase-II, Mayapuri, West Delhi, Delhi, 110064, West Delhi, Delhi Pincode: 110064 | TL/MD/2025/000010 | 05-May-2025 | Elastic Adhesive Bandage-Weight of adhesive mass,(as per IS 14944 cl. 6.4.3) | Class B
Sophisticated Industrial Materials Analytic Labs Pvt. Ltd. A-3/7, Mayapuri Industrial Area, Phase-II, Mayapuri, West Delhi, Delhi, 110064, West Delhi, Delhi Pincode: 110064 | TL/MD/2025/000010 | 05-May-2025 | Endotracheal Tube-Elongation At break After Aging of tubes ( as per IS 3400 (Part-4)) | Class B
Sophisticated Industrial Materials Analytic Labs Pvt. Ltd. A-3/7, Mayapuri Industrial Area, Phase-II, Mayapuri, West Delhi, Delhi, 110064, West Delhi, Delhi Pincode: 110064 | TL/MD/2025/000010 | 05-May-2025 | Endotracheal Tube-Elongation At break of tubes (as per IS3400 (Part-1)) | Class B
Sophisticated Industrial Materials Analytic Labs Pvt. Ltd. A-3/7, Mayapuri Industrial Area, Phase-II, Mayapuri, West Delhi, Delhi, 110064, West Delhi, Delhi Pincode: 110064 | TL/MD/2025/000010 | 05-May-2025 | Endotracheal Tube-Length of tube (as per IS 6581) | Class B
Sophisticated Industrial Materials Analytic Labs Pvt. Ltd. A-3/7, Mayapuri Industrial Area, Phase-II, Mayapuri, West Delhi, Delhi, 110064, West Delhi, Delhi Pincode: 110064 | TL/MD/2025/000010 | 05-May-2025 | Endotracheal Tube-Tensile Strength After Aging of tubes ( as per IS 3400 (Part-4)) | Class B
Sophisticated Industrial Materials Analytic Labs Pvt. Ltd. A-3/7, Mayapuri Industrial Area, Phase-II, Mayapuri, West Delhi, Delhi, 110064, West Delhi, Delhi Pincode: 110064 | TL/MD/2025/000010 | 05-May-2025 | Endotracheal Tube-Tensile Strength of tubes (as per IS3400 (Part-1)) | Class B
Sophisticated Industrial Materials Analytic Labs Pvt. Ltd. A-3/7, Mayapuri Industrial Area, Phase-II, Mayapuri, West Delhi, Delhi, 110064, West Delhi, Delhi Pincode: 110064 | TL/MD/2025/000010 | 05-May-2025 | Endotracheal Tube-Wall thickness( as per IS 6581) | Class B
Sophisticated Industrial Materials Analytic Labs Pvt. Ltd. A-3/7, Mayapuri Industrial Area, Phase-II, Mayapuri, West Delhi, Delhi, 110064, West Delhi, Delhi Pincode: 110064 | TL/MD/2025/000010 | 05-May-2025 | Hypodermic Syringe-Length of Scale ( as per IS 10258 (Part 1)) | Class B
Sophisticated Industrial Materials Analytic Labs Pvt. Ltd. A-3/7, Mayapuri Industrial Area, Phase-II, Mayapuri, West Delhi, Delhi, 110064, West Delhi, Delhi Pincode: 110064 | TL/MD/2025/000010 | 05-May-2025 | Hypodermic Syringe-Limit of Acidity and Alkalinity( as per IS 10258 (Part 1)) | Class B
Sophisticated Industrial Materials Analytic Labs Pvt. Ltd. A-3/7, Mayapuri Industrial Area, Phase-II, Mayapuri, West Delhi, Delhi, 110064, West Delhi, Delhi Pincode: 110064 | TL/MD/2025/000010 | 05-May-2025 | I.V. Cannula-Corrosion Resistance ( as per IS/ISO 10555 (Part 1) | Class B
Sophisticated Industrial Materials Analytic Labs Pvt. Ltd. A-3/7, Mayapuri Industrial Area, Phase-II, Mayapuri, West Delhi, Delhi, 110064, West Delhi, Delhi Pincode: 110064 | TL/MD/2025/000010 | 05-May-2025 | I.V. Cannula ( Intravascular catheters- Sterile and Single use Catheters)-Air Leakage into hub assembly ( as per IS/ISO 10555 (Part 1)) | Class B
Sophisticated Industrial Materials Analytic Labs Pvt. Ltd. A-3/7, Mayapuri Industrial Area, Phase-II, Mayapuri, West Delhi, Delhi, 110064, West Delhi, Delhi Pincode: 110064 | TL/MD/2025/000010 | 05-May-2025 | I.V. Cannula ( Intravascular catheters- Sterile and Single use Catheters)-Designation of nominal Size ( as per IS/ISO 10555 (Part 1)) | Class B
Sophisticated Industrial Materials Analytic Labs Pvt. Ltd. A-3/7, Mayapuri Industrial Area, Phase-II, Mayapuri, West Delhi, Delhi, 110064, West Delhi, Delhi Pincode: 110064 | TL/MD/2025/000010 | 05-May-2025 | I.V. Cannula ( Intravascular catheters- Sterile and Single use Catheters)-Distal tip( as per IS/ISO 10555 (Part 1)) | Class B
Sophisticated Industrial Materials Analytic Labs Pvt. Ltd. A-3/7, Mayapuri Industrial Area, Phase-II, Mayapuri, West Delhi, Delhi, 110064, West Delhi, Delhi Pincode: 110064 | TL/MD/2025/000010 | 05-May-2025 | I.V. Cannula ( Intravascular catheters- Sterile and Single use Catheters)-Effective Length ( as per IS/ISO 10555 (Part 1)) | Class B
Sophisticated Industrial Materials Analytic Labs Pvt. Ltd. A-3/7, Mayapuri Industrial Area, Phase-II, Mayapuri, West Delhi, Delhi, 110064, West Delhi, Delhi Pincode: 110064 | TL/MD/2025/000010 | 05-May-2025 | I.V. Cannula ( Intravascular catheters- Sterile and Single use Catheters)-Flow rate ( as per IS/ISO 10555 (Part 1)) | Class B
Sophisticated Industrial Materials Analytic Labs Pvt. Ltd. A-3/7, Mayapuri Industrial Area, Phase-II, Mayapuri, West Delhi, Delhi, 110064, West Delhi, Delhi Pincode: 110064 | TL/MD/2025/000010 | 05-May-2025 | I.V. Cannula ( Intravascular catheters- Sterile and Single use Catheters)-Force at break (as per IS/ISO 10555 (Part 1)) | Class B
Sophisticated Industrial Materials Analytic Labs Pvt. Ltd. A-3/7, Mayapuri Industrial Area, Phase-II, Mayapuri, West Delhi, Delhi, 110064, West Delhi, Delhi Pincode: 110064 | TL/MD/2025/000010 | 05-May-2025 | I.V. Cannula ( Intravascular catheters- Sterile and Single use Catheters)-Freedom From Leakage(as per IS/ISO 10555 (Part 1)) | Class B
Sophisticated Industrial Materials Analytic Labs Pvt. Ltd. A-3/7, Mayapuri Industrial Area, Phase-II, Mayapuri, West Delhi, Delhi, 110064, West Delhi, Delhi Pincode: 110064 | TL/MD/2025/000010 | 05-May-2025 | I.V. Cannula ( Intravascular catheters- Sterile and Single use Catheters)-Freedom from liquid leakage under pressure( as per IS/ISO 10555 (Part 1)) | Class B
Sophisticated Industrial Materials Analytic Labs Pvt. Ltd. A-3/7, Mayapuri Industrial Area, Phase-II, Mayapuri, West Delhi, Delhi, 110064, West Delhi, Delhi Pincode: 110064 | TL/MD/2025/000010 | 05-May-2025 | I.V. Cannula ( Intravascular catheters- Sterile and Single use Catheters)-Liquid leakage from Vent Fitting ( as per IS/ISO 10555 (Part 5)) | Class B
Sophisticated Industrial Materials Analytic Labs Pvt. Ltd. A-3/7, Mayapuri Industrial Area, Phase-II, Mayapuri, West Delhi, Delhi, 110064, West Delhi, Delhi Pincode: 110064 | TL/MD/2025/000010 | 05-May-2025 | I.V. Cannula ( Intravascular catheters- Sterile and Single use Catheters)-Needle and fittings ( as per IS/ISO 10555 (Part 1)) | Class B
Sophisticated Industrial Materials Analytic Labs Pvt. Ltd. A-3/7, Mayapuri Industrial Area, Phase-II, Mayapuri, West Delhi, Delhi, 110064, West Delhi, Delhi Pincode: 110064 | TL/MD/2025/000010 | 05-May-2025 | I.V. Cannula ( Intravascular catheters- Sterile and Single use Catheters)-Out Side Diameter (as per IS/ISO 10555 (Part 1)) | Class B
Sophisticated Industrial Materials Analytic Labs Pvt. Ltd. A-3/7, Mayapuri Industrial Area, Phase-II, Mayapuri, West Delhi, Delhi, 110064, West Delhi, Delhi Pincode: 110064 | TL/MD/2025/000010 | 05-May-2025 | I.V. Cannula ( Intravascular catheters- Sterile and Single use Catheters)-Strength of union between hub and needle tube (as per IS/ISO 10555 (Part 1)) | Class B
Sophisticated Industrial Materials Analytic Labs Pvt. Ltd. A-3/7, Mayapuri Industrial Area, Phase-II, Mayapuri, West Delhi, Delhi, 110064, West Delhi, Delhi Pincode: 110064 | TL/MD/2025/000010 | 05-May-2025 | I.V. Cannula ( Intravascular catheters- Sterile and Single use Catheters)-Surface (free from extraneous matter)( as per IS/ISO 10555 (Part 1)) | Class B
Sophisticated Industrial Materials Analytic Labs Pvt. Ltd. A-3/7, Mayapuri Industrial Area, Phase-II, Mayapuri, West Delhi, Delhi, 110064, West Delhi, Delhi Pincode: 110064 | TL/MD/2025/000010 | 05-May-2025 | I.V. Cannula-Needle Point ( as per IS/ISO 10555 (Part 5) | Class B
Sophisticated Industrial Materials Analytic Labs Pvt. Ltd. A-3/7, Mayapuri Industrial Area, Phase-II, Mayapuri, West Delhi, Delhi, 110064, West Delhi, Delhi Pincode: 110064 | TL/MD/2025/000010 | 05-May-2025 | Medical devices-Ethylene Chlorohydrin (ECH)s ( as per ISO 10993-7 CLASS B/C YEAR) | Class B
Sophisticated Industrial Materials Analytic Labs Pvt. Ltd. A-3/7, Mayapuri Industrial Area, Phase-II, Mayapuri, West Delhi, Delhi, 110064, West Delhi, Delhi Pincode: 110064 | TL/MD/2025/000010 | 05-May-2025 | Medical devices-Ethylene Glycol ( as per ISO 10993-7 CLASS B/CH YEAR) | Class B
Sophisticated Industrial Materials Analytic Labs Pvt. Ltd. A-3/7, Mayapuri Industrial Area, Phase-II, Mayapuri, West Delhi, Delhi, 110064, West Delhi, Delhi Pincode: 110064 | TL/MD/2025/000010 | 05-May-2025 | Medical devices-Ethylene Oxide( ETO)( as per SIMA/MD/STP/001) | Class B
Sophisticated Industrial Materials Analytic Labs Pvt. Ltd. A-3/7, Mayapuri Industrial Area, Phase-II, Mayapuri, West Delhi, Delhi, 110064, West Delhi, Delhi Pincode: 110064 | TL/MD/2025/000010 | 05-May-2025 | Scalp Vein Set-Bond between Wing and Needle tube( as per IS 16097) | Class B
Sophisticated Industrial Materials Analytic Labs Pvt. Ltd. A-3/7, Mayapuri Industrial Area, Phase-II, Mayapuri, West Delhi, Delhi, 110064, West Delhi, Delhi Pincode: 110064 | TL/MD/2025/000010 | 05-May-2025 | Scalp Vein Set-Bonds between extension tube and Adapter ( as per IS 16097) | Class B
Sophisticated Industrial Materials Analytic Labs Pvt. Ltd. A-3/7, Mayapuri Industrial Area, Phase-II, Mayapuri, West Delhi, Delhi, 110064, West Delhi, Delhi Pincode: 110064 | TL/MD/2025/000010 | 05-May-2025 | Scalp Vein Set-Bonds between wings and extension tube (as per IS 16097) | Class B
Sophisticated Industrial Materials Analytic Labs Pvt. Ltd. A-3/7, Mayapuri Industrial Area, Phase-II, Mayapuri, West Delhi, Delhi, 110064, West Delhi, Delhi Pincode: 110064 | TL/MD/2025/000010 | 05-May-2025 | Scalp Vein Set-Cleanliness (as per IS 16097) | Class B
Sophisticated Industrial Materials Analytic Labs Pvt. Ltd. A-3/7, Mayapuri Industrial Area, Phase-II, Mayapuri, West Delhi, Delhi, 110064, West Delhi, Delhi Pincode: 110064 | TL/MD/2025/000010 | 05-May-2025 | Scalp Vein Set-Colour ( as per IS 16097) | Class B
Sophisticated Industrial Materials Analytic Labs Pvt. Ltd. A-3/7, Mayapuri Industrial Area, Phase-II, Mayapuri, West Delhi, Delhi, 110064, West Delhi, Delhi Pincode: 110064 | TL/MD/2025/000010 | 05-May-2025 | Scalp Vein Set-Freedom From defect (as per IS 16097) | Class B
Sophisticated Industrial Materials Analytic Labs Pvt. Ltd. A-3/7, Mayapuri Industrial Area, Phase-II, Mayapuri, West Delhi, Delhi, 110064, West Delhi, Delhi Pincode: 110064 | TL/MD/2025/000010 | 05-May-2025 | Scalp Vein Set-Length of Extension Tube (as per IS 16097) | Class B
Sophisticated Industrial Materials Analytic Labs Pvt. Ltd. A-3/7, Mayapuri Industrial Area, Phase-II, Mayapuri, West Delhi, Delhi, 110064, West Delhi, Delhi Pincode: 110064 | TL/MD/2025/000010 | 05-May-2025 | Scalp Vein Set-Limit of Acidity and Alkalinity( as per IS 16097) | Class B
Sophisticated Industrial Materials Analytic Labs Pvt. Ltd. A-3/7, Mayapuri Industrial Area, Phase-II, Mayapuri, West Delhi, Delhi, 110064, West Delhi, Delhi Pincode: 110064 | TL/MD/2025/000010 | 05-May-2025 | Scalp Vein Set-Lubrication (as per IS 16097) | Class B
Sophisticated Industrial Materials Analytic Labs Pvt. Ltd. A-3/7, Mayapuri Industrial Area, Phase-II, Mayapuri, West Delhi, Delhi, 110064, West Delhi, Delhi Pincode: 110064 | TL/MD/2025/000010 | 05-May-2025 | Scalp Vein Set-Needle Point (IS 16097) | Class B
Sophisticated Industrial Materials Analytic Labs Pvt. Ltd. A-3/7, Mayapuri Industrial Area, Phase-II, Mayapuri, West Delhi, Delhi, 110064, West Delhi, Delhi Pincode: 110064 | TL/MD/2025/000010 | 05-May-2025 | Scalp Vein Set-Out Side Diameter (as per IS 16097) | Class B
Sophisticated Industrial Materials Analytic Labs Pvt. Ltd. A-3/7, Mayapuri Industrial Area, Phase-II, Mayapuri, West Delhi, Delhi, 110064, West Delhi, Delhi Pincode: 110064 | TL/MD/2025/000010 | 05-May-2025 | Scalp Vein Set-Sheath( as per IS 16097) | Class B
Sophisticated Industrial Materials Analytic Labs Pvt. Ltd. A-3/7, Mayapuri Industrial Area, Phase-II, Mayapuri, West Delhi, Delhi, 110064, West Delhi, Delhi Pincode: 110064 | TL/MD/2025/000010 | 05-May-2025 | Scalp Vein Set-Size Designation ( as per IS 16097) | Class B
Sophisticated Industrial Materials Analytic Labs Pvt. Ltd. A-3/7, Mayapuri Industrial Area, Phase-II, Mayapuri, West Delhi, Delhi, 110064, West Delhi, Delhi Pincode: 110064 | TL/MD/2025/000010 | 05-May-2025 | Scalp Vein Set-Size Designation (Needle Length) ( as per IS 16097) | Class B
Sophisticated Industrial Materials Analytic Labs Pvt. Ltd. A-3/7, Mayapuri Industrial Area, Phase-II, Mayapuri, West Delhi, Delhi, 110064, West Delhi, Delhi Pincode: 110064 | TL/MD/2025/000010 | 05-May-2025 | Spinal Needle-Corrosion Resistance (as per IS 7350) | Class B
Sophisticated Industrial Materials Analytic Labs Pvt. Ltd. A-3/7, Mayapuri Industrial Area, Phase-II, Mayapuri, West Delhi, Delhi, 110064, West Delhi, Delhi Pincode: 110064 | TL/MD/2025/000010 | 05-May-2025 | Spinal Needle-Effective length of needle ( as per IS 7350) | Class B
Sophisticated Industrial Materials Analytic Labs Pvt. Ltd. A-3/7, Mayapuri Industrial Area, Phase-II, Mayapuri, West Delhi, Delhi, 110064, West Delhi, Delhi Pincode: 110064 | TL/MD/2025/000010 | 05-May-2025 | Spinal Needle-Elasticity ( as per IS 7350) | Class B
Sophisticated Industrial Materials Analytic Labs Pvt. Ltd. A-3/7, Mayapuri Industrial Area, Phase-II, Mayapuri, West Delhi, Delhi, 110064, West Delhi, Delhi Pincode: 110064 | TL/MD/2025/000010 | 05-May-2025 | Spinal Needle-Freedom from foreign matter( as per IS 7350) | Class B
Sophisticated Industrial Materials Analytic Labs Pvt. Ltd. A-3/7, Mayapuri Industrial Area, Phase-II, Mayapuri, West Delhi, Delhi, 110064, West Delhi, Delhi Pincode: 110064 | TL/MD/2025/000010 | 05-May-2025 | Spinal Needle-Leakage test ( as per IS 7350) | Class B
Sophisticated Industrial Materials Analytic Labs Pvt. Ltd. A-3/7, Mayapuri Industrial Area, Phase-II, Mayapuri, West Delhi, Delhi, 110064, West Delhi, Delhi Pincode: 110064 | TL/MD/2025/000010 | 05-May-2025 | Spinal Needle-Outside Diameter ( as per IS 7350) | Class B
Sophisticated Industrial Materials Analytic Labs Pvt. Ltd. A-3/7, Mayapuri Industrial Area, Phase-II, Mayapuri, West Delhi, Delhi, 110064, West Delhi, Delhi Pincode: 110064 | TL/MD/2025/000010 | 05-May-2025 | Spinal Needle-Reverse Bend test( as per IS 7350) | Class B
Sophisticated Industrial Materials Analytic Labs Pvt. Ltd. A-3/7, Mayapuri Industrial Area, Phase-II, Mayapuri, West Delhi, Delhi, 110064, West Delhi, Delhi Pincode: 110064 | TL/MD/2025/000010 | 05-May-2025 | Spinal Needle-Security of Swaging (as per IS 7350) | Class B
Sophisticated Industrial Materials Analytic Labs Pvt. Ltd. A-3/7, Mayapuri Industrial Area, Phase-II, Mayapuri, West Delhi, Delhi, 110064, West Delhi, Delhi Pincode: 110064 | TL/MD/2025/000010 | 05-May-2025 | Spinal Needle-Stiffness (as per IS 7350) | Class B
Sophisticated Industrial Materials Analytic Labs Pvt. Ltd. A-3/7, Mayapuri Industrial Area, Phase-II, Mayapuri, West Delhi, Delhi, 110064, West Delhi, Delhi Pincode: 110064 | TL/MD/2025/000010 | 05-May-2025 | Sterile Gauze Swab-Ends per dm ( as per IS 1963) | Class B
Sophisticated Industrial Materials Analytic Labs Pvt. Ltd. A-3/7, Mayapuri Industrial Area, Phase-II, Mayapuri, West Delhi, Delhi, 110064, West Delhi, Delhi Pincode: 110064 | TL/MD/2025/000010 | 05-May-2025 | Sterile Gauze Swab-Mass per unit area, ( as per IS 1964) | Class B
Sophisticated Industrial Materials Analytic Labs Pvt. Ltd. A-3/7, Mayapuri Industrial Area, Phase-II, Mayapuri, West Delhi, Delhi, 110064, West Delhi, Delhi Pincode: 110064 | TL/MD/2025/000010 | 05-May-2025 | Sterile Gauze Swab-Picks ( as per IS10829) | Class B
Sophisticated Industrial Materials Analytic Labs Pvt. Ltd. A-3/7, Mayapuri Industrial Area, Phase-II, Mayapuri, West Delhi, Delhi, 110064, West Delhi, Delhi Pincode: 110064 | TL/MD/2025/000010 | 05-May-2025 | Sterile Gauze Swab-Picks per dm( as per IS 1963) | Class B
Sophisticated Industrial Materials Analytic Labs Pvt. Ltd. A-3/7, Mayapuri Industrial Area, Phase-II, Mayapuri, West Delhi, Delhi, 110064, West Delhi, Delhi Pincode: 110064 | TL/MD/2025/000010 | 05-May-2025 | Sterile Gauze Swab-Sinking Time( as per IS10829) | Class B
Sophisticated Industrial Materials Analytic Labs Pvt. Ltd. A-3/7, Mayapuri Industrial Area, Phase-II, Mayapuri, West Delhi, Delhi, 110064, West Delhi, Delhi Pincode: 110064 | TL/MD/2025/000010 | 05-May-2025 | Sterile Gauze Swab-Water Soluble Substance ( as per IS 10829) | Class B
Sophisticated Industrial Materials Analytic Labs Pvt. Ltd. A-3/7, Mayapuri Industrial Area, Phase-II, Mayapuri, West Delhi, Delhi, 110064, West Delhi, Delhi Pincode: 110064 | TL/MD/2025/000010 | 05-May-2025 | Sterile Gauze Swab-Weight Per unit area Mass ( as per IS 10829) | Class B
Sophisticated Industrial Materials Analytic Labs Pvt. Ltd. A-3/7, Mayapuri Industrial Area, Phase-II, Mayapuri, West Delhi, Delhi, 110064, West Delhi, Delhi Pincode: 110064 | TL/MD/2025/000010 | 05-May-2025 | Sterile Hypodermic needle-Actual Needle length ( as per IS 10654) | Class B
Sophisticated Industrial Materials Analytic Labs Pvt. Ltd. A-3/7, Mayapuri Industrial Area, Phase-II, Mayapuri, West Delhi, Delhi, 110064, West Delhi, Delhi Pincode: 110064 | TL/MD/2025/000010 | 05-May-2025 | Sterile Hypodermic needle-Actual outside Diameter ( as per IS 10654) | Class B
Sophisticated Industrial Materials Analytic Labs Pvt. Ltd. A-3/7, Mayapuri Industrial Area, Phase-II, Mayapuri, West Delhi, Delhi, 110064, West Delhi, Delhi Pincode: 110064 | TL/MD/2025/000010 | 05-May-2025 | Sterile Hypodermic needle-Bond between hub and needle tube (as per IS 10654) | Class B
Sophisticated Industrial Materials Analytic Labs Pvt. Ltd. A-3/7, Mayapuri Industrial Area, Phase-II, Mayapuri, West Delhi, Delhi, 110064, West Delhi, Delhi Pincode: 110064 | TL/MD/2025/000010 | 05-May-2025 | Sterile Hypodermic needle-Cleanliness (as per IS 10654) | Class B
Sophisticated Industrial Materials Analytic Labs Pvt. Ltd. A-3/7, Mayapuri Industrial Area, Phase-II, Mayapuri, West Delhi, Delhi, 110064, West Delhi, Delhi Pincode: 110064 | TL/MD/2025/000010 | 05-May-2025 | Sterile Hypodermic needle-Colour coding- Needle Hub (Colour of hub) (as per IS 16004) | Class B
Sophisticated Industrial Materials Analytic Labs Pvt. Ltd. A-3/7, Mayapuri Industrial Area, Phase-II, Mayapuri, West Delhi, Delhi, 110064, West Delhi, Delhi Pincode: 110064 | TL/MD/2025/000010 | 05-May-2025 | Sterile Hypodermic needle-Conical Fitting- (as per IS 10654) | Class B
Sophisticated Industrial Materials Analytic Labs Pvt. Ltd. A-3/7, Mayapuri Industrial Area, Phase-II, Mayapuri, West Delhi, Delhi, 110064, West Delhi, Delhi Pincode: 110064 | TL/MD/2025/000010 | 05-May-2025 | Sterile Hypodermic needle-Freedom from defects- (as per IS 10654) | Class B
Sophisticated Industrial Materials Analytic Labs Pvt. Ltd. A-3/7, Mayapuri Industrial Area, Phase-II, Mayapuri, West Delhi, Delhi, 110064, West Delhi, Delhi Pincode: 110064 | TL/MD/2025/000010 | 05-May-2025 | Sterile Hypodermic needle-Length of needle tube (as per IS 10654) | Class B
Sophisticated Industrial Materials Analytic Labs Pvt. Ltd. A-3/7, Mayapuri Industrial Area, Phase-II, Mayapuri, West Delhi, Delhi, 110064, West Delhi, Delhi Pincode: 110064 | TL/MD/2025/000010 | 05-May-2025 | Sterile hypodermic Needle-Limits for Acidity and Alkalinity(as per IS 10654) | Class B
Sophisticated Industrial Materials Analytic Labs Pvt. Ltd. A-3/7, Mayapuri Industrial Area, Phase-II, Mayapuri, West Delhi, Delhi, 110064, West Delhi, Delhi Pincode: 110064 | TL/MD/2025/000010 | 05-May-2025 | Sterile Hypodermic needle-Needle point- (as per IS 10654) | Class B
Sophisticated Industrial Materials Analytic Labs Pvt. Ltd. A-3/7, Mayapuri Industrial Area, Phase-II, Mayapuri, West Delhi, Delhi, 110064, West Delhi, Delhi Pincode: 110064 | TL/MD/2025/000010 | 05-May-2025 | Sterile Hypodermic needle-Nominal Length of needle tube (as per IS 10654) | Class B
Sophisticated Industrial Materials Analytic Labs Pvt. Ltd. A-3/7, Mayapuri Industrial Area, Phase-II, Mayapuri, West Delhi, Delhi, 110064, West Delhi, Delhi Pincode: 110064 | TL/MD/2025/000010 | 05-May-2025 | Sterile Hypodermic needle-Nominal Outside Diameter (as per IS 10654) | Class B
Sophisticated Industrial Materials Analytic Labs Pvt. Ltd. A-3/7, Mayapuri Industrial Area, Phase-II, Mayapuri, West Delhi, Delhi, 110064, West Delhi, Delhi Pincode: 110064 | TL/MD/2025/000010 | 05-May-2025 | Sterile Hypodermic needle-Outside Diameter (as per IS 10654) | Class B
Sophisticated Industrial Materials Analytic Labs Pvt. Ltd. A-3/7, Mayapuri Industrial Area, Phase-II, Mayapuri, West Delhi, Delhi, 110064, West Delhi, Delhi Pincode: 110064 | TL/MD/2025/000010 | 05-May-2025 | Sterile Hypodermic needle-Sheath- (as per IS 10654) | Class B
Sophisticated Industrial Materials Analytic Labs Pvt. Ltd. A-3/7, Mayapuri Industrial Area, Phase-II, Mayapuri, West Delhi, Delhi, 110064, West Delhi, Delhi Pincode: 110064 | TL/MD/2025/000010 | 05-May-2025 | Sterile hypodermic syringe-Barrel ( dimension )(as per IS 10258 (Part 1) | Class B
Sophisticated Industrial Materials Analytic Labs Pvt. Ltd. A-3/7, Mayapuri Industrial Area, Phase-II, Mayapuri, West Delhi, Delhi, 110064, West Delhi, Delhi Pincode: 110064 | TL/MD/2025/000010 | 05-May-2025 | Sterile hypodermic syringe-Cleanliness (Extraneous matter )(as per IS 10258 (Part 1) | Class B
Sophisticated Industrial Materials Analytic Labs Pvt. Ltd. A-3/7, Mayapuri Industrial Area, Phase-II, Mayapuri, West Delhi, Delhi, 110064, West Delhi, Delhi Pincode: 110064 | TL/MD/2025/000010 | 05-May-2025 | Sterile hypodermic syringe-Components (as per IS 10258 (Part 1) | Class B
Sophisticated Industrial Materials Analytic Labs Pvt. Ltd. A-3/7, Mayapuri Industrial Area, Phase-II, Mayapuri, West Delhi, Delhi, 110064, West Delhi, Delhi Pincode: 110064 | TL/MD/2025/000010 | 05-May-2025 | Sterile hypodermic syringe-Dead Space ( as per IS IS 10258 (Part 1) | Class B
Sophisticated Industrial Materials Analytic Labs Pvt. Ltd. A-3/7, Mayapuri Industrial Area, Phase-II, Mayapuri, West Delhi, Delhi, 110064, West Delhi, Delhi Pincode: 110064 | TL/MD/2025/000010 | 05-May-2025 | Sterile hypodermic syringe-Finger grip (Barrel Flange) ( as per IS 10258 (Part 1) | Class B
Sophisticated Industrial Materials Analytic Labs Pvt. Ltd. A-3/7, Mayapuri Industrial Area, Phase-II, Mayapuri, West Delhi, Delhi, 110064, West Delhi, Delhi Pincode: 110064 | TL/MD/2025/000010 | 05-May-2025 | Sterile hypodermic syringe-Fit of the Plunger stopper /Plunger in the Barrel ( as per IS 10258 (Part 1) | Class B
Sophisticated Industrial Materials Analytic Labs Pvt. Ltd. A-3/7, Mayapuri Industrial Area, Phase-II, Mayapuri, West Delhi, Delhi, 110064, West Delhi, Delhi Pincode: 110064 | TL/MD/2025/000010 | 05-May-2025 | Sterile hypodermic syringe-Freedom From Air and Liquid Leakage ( as per IS 10258 (Part 1)) | Class B
Sophisticated Industrial Materials Analytic Labs Pvt. Ltd. A-3/7, Mayapuri Industrial Area, Phase-II, Mayapuri, West Delhi, Delhi, 110064, West Delhi, Delhi Pincode: 110064 | TL/MD/2025/000010 | 05-May-2025 | Sterile hypodermic syringe-Length of scale ( as per IS 10258 (Part 1)) | Class B
Sophisticated Industrial Materials Analytic Labs Pvt. Ltd. A-3/7, Mayapuri Industrial Area, Phase-II, Mayapuri, West Delhi, Delhi, 110064, West Delhi, Delhi Pincode: 110064 | TL/MD/2025/000010 | 05-May-2025 | Sterile hypodermic syringe-Nozzle Lumen ( as per IS 10258 (Part 1)) | Class B
Sophisticated Industrial Materials Analytic Labs Pvt. Ltd. A-3/7, Mayapuri Industrial Area, Phase-II, Mayapuri, West Delhi, Delhi, 110064, West Delhi, Delhi Pincode: 110064 | TL/MD/2025/000010 | 05-May-2025 | Sterile hypodermic syringe-Numbering of scale ( as per IS 10258 (Part 1)) | Class B
Sophisticated Industrial Materials Analytic Labs Pvt. Ltd. A-3/7, Mayapuri Industrial Area, Phase-II, Mayapuri, West Delhi, Delhi, 110064, West Delhi, Delhi Pincode: 110064 | TL/MD/2025/000010 | 05-May-2025 | Sterile hypodermic syringe-Piston/plunger assembly(Plunger stopper/plunger assembly ) Design as per IS 10258 (Part 1) | Class B
Sophisticated Industrial Materials Analytic Labs Pvt. Ltd. A-3/7, Mayapuri Industrial Area, Phase-II, Mayapuri, West Delhi, Delhi, 110064, West Delhi, Delhi Pincode: 110064 | TL/MD/2025/000010 | 05-May-2025 | Sterile hypodermic syringe-Position of scale (as per IS 10258 (Part 1) | Class B
Sophisticated Industrial Materials Analytic Labs Pvt. Ltd. A-3/7, Mayapuri Industrial Area, Phase-II, Mayapuri, West Delhi, Delhi, 110064, West Delhi, Delhi Pincode: 110064 | TL/MD/2025/000010 | 05-May-2025 | Sterile hypodermic syringe-Scale Interval ( as per IS 10258 (Part 1)) | Class B
Sophisticated Industrial Materials Analytic Labs Pvt. Ltd. A-3/7, Mayapuri Industrial Area, Phase-II, Mayapuri, West Delhi, Delhi, 110064, West Delhi, Delhi Pincode: 110064 | TL/MD/2025/000010 | 05-May-2025 | Sterile hypodermic syringe-Tolerance and any graduated capacity ( as per IS 10258 (Part 1)) | Class B
Sophisticated Industrial Materials Analytic Labs Pvt. Ltd. A-3/7, Mayapuri Industrial Area, Phase-II, Mayapuri, West Delhi, Delhi, 110064, West Delhi, Delhi Pincode: 110064 | TL/MD/2025/000010 | 05-May-2025 | Sterile Synthetic Absorbable Braided Suture-Diameter ( as per BP-(IV), Page No-961 to 962) | Class B
Sophisticated Industrial Materials Analytic Labs Pvt. Ltd. A-3/7, Mayapuri Industrial Area, Phase-II, Mayapuri, West Delhi, Delhi, 110064, West Delhi, Delhi Pincode: 110064 | TL/MD/2025/000010 | 05-May-2025 | Sterile Synthetic Absorbable Braided Suture-Length( as per BP-(IV), Page No-961 to 962) | Class B
Sophisticated Industrial Materials Analytic Labs Pvt. Ltd. A-3/7, Mayapuri Industrial Area, Phase-II, Mayapuri, West Delhi, Delhi, 110064, West Delhi, Delhi Pincode: 110064 | TL/MD/2025/000010 | 05-May-2025 | Sterile Synthetic Absorbable Braided Suture-Minimum Break Load ( as per BP-IV), Page No-961 to 962) | Class B
Sophisticated Industrial Materials Analytic Labs Pvt. Ltd. A-3/7, Mayapuri Industrial Area, Phase-II, Mayapuri, West Delhi, Delhi, 110064, West Delhi, Delhi Pincode: 110064 | TL/MD/2025/000010 | 05-May-2025 | Sterile Synthetic Absorbable Braided Suture-Needle Attachment ( as per BP (IV), Page No-961 to 962) | Class B
Sophisticated Industrial Materials Analytic Labs Pvt. Ltd. A-3/7, Mayapuri Industrial Area, Phase-II, Mayapuri, West Delhi, Delhi, 110064, West Delhi, Delhi Pincode: 110064 | TL/MD/2025/000010 | 05-May-2025 | Surgical rubber gloves-Dimension A ( as per IS4148) | Class B
Sophisticated Industrial Materials Analytic Labs Pvt. Ltd. A-3/7, Mayapuri Industrial Area, Phase-II, Mayapuri, West Delhi, Delhi, 110064, West Delhi, Delhi Pincode: 110064 | TL/MD/2025/000010 | 05-May-2025 | Surgical rubber gloves-Dimension B ( as per IS4148) | Class B
Sophisticated Industrial Materials Analytic Labs Pvt. Ltd. A-3/7, Mayapuri Industrial Area, Phase-II, Mayapuri, West Delhi, Delhi, 110064, West Delhi, Delhi Pincode: 110064 | TL/MD/2025/000010 | 05-May-2025 | Surgical rubber gloves-Dimension C ( as per IS4148) | Class B
Sophisticated Industrial Materials Analytic Labs Pvt. Ltd. A-3/7, Mayapuri Industrial Area, Phase-II, Mayapuri, West Delhi, Delhi, 110064, West Delhi, Delhi Pincode: 110064 | TL/MD/2025/000010 | 05-May-2025 | Surgical rubber gloves-Dimension-D ( as per IS4148) | Class B
Sophisticated Industrial Materials Analytic Labs Pvt. Ltd. A-3/7, Mayapuri Industrial Area, Phase-II, Mayapuri, West Delhi, Delhi, 110064, West Delhi, Delhi Pincode: 110064 | TL/MD/2025/000010 | 05-May-2025 | Surgical rubber gloves-Dimension-E ( as per IS4148) | Class B
Sophisticated Industrial Materials Analytic Labs Pvt. Ltd. A-3/7, Mayapuri Industrial Area, Phase-II, Mayapuri, West Delhi, Delhi, 110064, West Delhi, Delhi Pincode: 110064 | TL/MD/2025/000010 | 05-May-2025 | Surgical rubber gloves-Dimension-F ( as per IS4148) | Class B
Sophisticated Industrial Materials Analytic Labs Pvt. Ltd. A-3/7, Mayapuri Industrial Area, Phase-II, Mayapuri, West Delhi, Delhi, 110064, West Delhi, Delhi Pincode: 110064 | TL/MD/2025/000010 | 05-May-2025 | Surgical rubber gloves-Dimension-G ( as per IS4148) | Class B
Sophisticated Industrial Materials Analytic Labs Pvt. Ltd. A-3/7, Mayapuri Industrial Area, Phase-II, Mayapuri, West Delhi, Delhi, 110064, West Delhi, Delhi Pincode: 110064 | TL/MD/2025/000010 | 05-May-2025 | Surgical rubber gloves-Elongation At Break After Accelerated Aging( as per IS 3400 P-4) | Class B
Sophisticated Industrial Materials Analytic Labs Pvt. Ltd. A-3/7, Mayapuri Industrial Area, Phase-II, Mayapuri, West Delhi, Delhi, 110064, West Delhi, Delhi Pincode: 110064 | TL/MD/2025/000010 | 05-May-2025 | Surgical rubber gloves-Elongation At Break After Heating Aging in Autoclave ( as per IS 4148) | Class B
Sophisticated Industrial Materials Analytic Labs Pvt. Ltd. A-3/7, Mayapuri Industrial Area, Phase-II, Mayapuri, West Delhi, Delhi, 110064, West Delhi, Delhi Pincode: 110064 | TL/MD/2025/000010 | 05-May-2025 | Surgical rubber gloves-Elongation At Break ( as per IS 3400 P-1) | Class B
Sophisticated Industrial Materials Analytic Labs Pvt. Ltd. A-3/7, Mayapuri Industrial Area, Phase-II, Mayapuri, West Delhi, Delhi, 110064, West Delhi, Delhi Pincode: 110064 | TL/MD/2025/000010 | 05-May-2025 | Surgical rubber gloves-Tensile Strength after Accelerated Aging (as per IS 4148) | Class B
Sophisticated Industrial Materials Analytic Labs Pvt. Ltd. A-3/7, Mayapuri Industrial Area, Phase-II, Mayapuri, West Delhi, Delhi, 110064, West Delhi, Delhi Pincode: 110064 | TL/MD/2025/000010 | 05-May-2025 | Surgical rubber gloves-Tensile Strength after Heating Aging in Autoclave ( as per IS 3400 P-4) | Class B
Sophisticated Industrial Materials Analytic Labs Pvt. Ltd. A-3/7, Mayapuri Industrial Area, Phase-II, Mayapuri, West Delhi, Delhi, 110064, West Delhi, Delhi Pincode: 110064 | TL/MD/2025/000010 | 05-May-2025 | Surgical rubber gloves-Tensile Strength ( as per IS 3400 P-1) | Class B
Sophisticated Industrial Materials Analytic Labs Pvt. Ltd. A-3/7, Mayapuri Industrial Area, Phase-II, Mayapuri, West Delhi, Delhi, 110064, West Delhi, Delhi Pincode: 110064 | TL/MD/2025/000010 | 05-May-2025 | Surgical rubber gloves-Tension Set ( as per IS4148) | Class B
Sophisticated Industrial Materials Analytic Labs Pvt. Ltd. A-3/7, Mayapuri Industrial Area, Phase-II, Mayapuri, West Delhi, Delhi, 110064, West Delhi, Delhi Pincode: 110064 | TL/MD/2025/000010 | 05-May-2025 | Surgical rubber gloves-Thickness ( as per IS 4148) | Class B
Sophisticated Industrial Materials Analytic Labs Pvt. Ltd. A-3/7, Mayapuri Industrial Area, Phase-II, Mayapuri, West Delhi, Delhi, 110064, West Delhi, Delhi Pincode: 110064 | TL/MD/2025/000010 | 05-May-2025 | Transfusion equipment for for medical use(Blood Administration set / Blood transfusion set-Leakage ( as per IS/ISO 1135-4) | Class B
Sophisticated Industrial Materials Analytic Labs Pvt. Ltd. A-3/7, Mayapuri Industrial Area, Phase-II, Mayapuri, West Delhi, Delhi, 110064, West Delhi, Delhi Pincode: 110064 | TL/MD/2025/000010 | 05-May-2025 | Transfusion equipment for for medical use(Blood Administration set / Blood transfusion set-Length of Drip Chamber outlet and Drip Tube ( as per IS/ISO 1135-4) | Class B
Sophisticated Industrial Materials Analytic Labs Pvt. Ltd. A-3/7, Mayapuri Industrial Area, Phase-II, Mayapuri, West Delhi, Delhi, 110064, West Delhi, Delhi Pincode: 110064 | TL/MD/2025/000010 | 05-May-2025 | Transfusion equipment for for medical use(Blood Administration set / Blood transfusion set-Length of Drip tube and filter ( as per IS/ISO 1135-4) | Class B
Sophisticated Industrial Materials Analytic Labs Pvt. Ltd. A-3/7, Mayapuri Industrial Area, Phase-II, Mayapuri, West Delhi, Delhi, 110064, West Delhi, Delhi Pincode: 110064 | TL/MD/2025/000010 | 05-May-2025 | Transfusion equipment for for medical use(Blood Administration set / Blood transfusion set-Protective Caps ( as per IS/ISO 1135-4) | Class B
Sophisticated Industrial Materials Analytic Labs Pvt. Ltd. A-3/7, Mayapuri Industrial Area, Phase-II, Mayapuri, West Delhi, Delhi, 110064, West Delhi, Delhi Pincode: 110064 | TL/MD/2025/000010 | 05-May-2025 | Transfusion equipment for for medical use(Blood Administration set / Blood transfusion set-Tensile Strength ( as per IS/ISO 1135-4) | Class B
Sophisticated Industrial Materials Analytic Labs Pvt. Ltd. A-3/7, Mayapuri Industrial Area, Phase-II, Mayapuri, West Delhi, Delhi, 110064, West Delhi, Delhi Pincode: 110064 | TL/MD/2025/000010 | 05-May-2025 | Transfusion equipment for for medical use(Blood Administration set / Blood transfusion set-Tubing(Length oftubing ) ( as per IS/ISO 1135-4) | Class B
Sophisticated Industrial Materials Analytic Labs Pvt. Ltd. A-3/7, Mayapuri Industrial Area, Phase-II, Mayapuri, West Delhi, Delhi, 110064, West Delhi, Delhi Pincode: 110064 | TL/MD/2025/000010 | 05-May-2025 | Transfusion equipment for for medical use(Blood Administration set / Blood transfusion set-Tubing transparent and flexible material) ( as per IS/ISO 1135-4) | Class B
Sophisticated Industrial Materials Analytic Labs Pvt. Ltd. A-3/7, Mayapuri Industrial Area, Phase-II, Mayapuri, West Delhi, Delhi, 110064, West Delhi, Delhi Pincode: 110064 | TL/MD/2025/000010 | 05-May-2025 | Urinary Catheter-Elongation at break After Aging ( as per IS11497) | Class B
Sophisticated Industrial Materials Analytic Labs Pvt. Ltd. A-3/7, Mayapuri Industrial Area, Phase-II, Mayapuri, West Delhi, Delhi, 110064, West Delhi, Delhi Pincode: 110064 | TL/MD/2025/000010 | 05-May-2025 | Urinary Catheter-Elongation at break before Aging ( as per IS11497) | Class B
Sophisticated Industrial Materials Analytic Labs Pvt. Ltd. A-3/7, Mayapuri Industrial Area, Phase-II, Mayapuri, West Delhi, Delhi, 110064, West Delhi, Delhi Pincode: 110064 | TL/MD/2025/000010 | 05-May-2025 | Urinary Catheter-Extractable color (as per IS11497) | Class B
Sophisticated Industrial Materials Analytic Labs Pvt. Ltd. A-3/7, Mayapuri Industrial Area, Phase-II, Mayapuri, West Delhi, Delhi, 110064, West Delhi, Delhi Pincode: 110064 | TL/MD/2025/000010 | 05-May-2025 | Urinary Catheter-Length ( as per IS 11497) | Class B
Sophisticated Industrial Materials Analytic Labs Pvt. Ltd. A-3/7, Mayapuri Industrial Area, Phase-II, Mayapuri, West Delhi, Delhi, 110064, West Delhi, Delhi Pincode: 110064 | TL/MD/2025/000010 | 05-May-2025 | Urinary Catheter-pH of water Extract (as per IS11497) | Class B
Sophisticated Industrial Materials Analytic Labs Pvt. Ltd. A-3/7, Mayapuri Industrial Area, Phase-II, Mayapuri, West Delhi, Delhi, 110064, West Delhi, Delhi Pincode: 110064 | TL/MD/2025/000010 | 05-May-2025 | Urinary Catheter-Tensile Strength ( as per IS 11497) | Class B
Sophisticated Industrial Materials Analytic Labs Pvt. Ltd. A-3/7, Mayapuri Industrial Area, Phase-II, Mayapuri, West Delhi, Delhi, 110064, West Delhi, Delhi Pincode: 110064 | TL/MD/2025/000010 | 05-May-2025 | Urinary Catheter-Tension set at 200 percent (as per IS11497) | Class B
Sophisticated Industrial Materials Analytic Labs Pvt. Ltd. A-3/7, Mayapuri Industrial Area, Phase-II, Mayapuri, West Delhi, Delhi, 110064, West Delhi, Delhi Pincode: 110064 | TL/MD/2025/000010 | 05-May-2025 | Urinary Catheter-Wall Thickness ( as per IS11497) | Class B
Sophisticated Industrial Materials Analytic Labs Pvt. Ltd. A-3/7, Mayapuri Industrial Area, Phase-II, Mayapuri, West Delhi, Delhi, 110064, West Delhi, Delhi Pincode: 110064 | TL/MD/2025/000010 | 05-May-2025 | Urine Collection bag-Freedom Freedom From leakage Under Load ( as per ISO 8669-2) | Class B
Sophisticated Industrial Materials Analytic Labs Pvt. Ltd. A-3/7, Mayapuri Industrial Area, Phase-II, Mayapuri, West Delhi, Delhi, 110064, West Delhi, Delhi Pincode: 110064 | TL/MD/2025/000010 | 05-May-2025 | Urine Collection bag-Freedom From leakage Under Impact ( as per ISO 8669-2) | Class B
Sophisticated Industrial Materials Analytic Labs Pvt. Ltd. A-3/7, Mayapuri Industrial Area, Phase-II, Mayapuri, West Delhi, Delhi, 110064, West Delhi, Delhi Pincode: 110064 | TL/MD/2025/000010 | 05-May-2025 | Urine Collection bag-Freedom From leakage Without Load ( as per ISO 8669-2) | Class B
Sophisticated Industrial Materials Analytic Labs Pvt. Ltd. A-3/7, Mayapuri Industrial Area, Phase-II, Mayapuri, West Delhi, Delhi, 110064, West Delhi, Delhi Pincode: 110064 | TL/MD/2025/000010 | 05-May-2025 | Urine Collection bag-Inside diameter of connector ( as per ISO 8669-2) | Class B
Sophisticated Industrial Materials Analytic Labs Pvt. Ltd. A-3/7, Mayapuri Industrial Area, Phase-II, Mayapuri, West Delhi, Delhi, 110064, West Delhi, Delhi Pincode: 110064 | TL/MD/2025/000010 | 05-May-2025 | Urine Collection bag-Inside diameter of inlet tube ( as per ISO 8669-2) | Class B
Sophisticated Industrial Materials Analytic Labs Pvt. Ltd. A-3/7, Mayapuri Industrial Area, Phase-II, Mayapuri, West Delhi, Delhi, 110064, West Delhi, Delhi Pincode: 110064 | TL/MD/2025/000010 | 05-May-2025 | Urine Collection bag-Length of the inlet tube ( as per ISO 8669-2) | Class B
Sophisticated Industrial Materials Analytic Labs Pvt. Ltd. A-3/7, Mayapuri Industrial Area, Phase-II, Mayapuri, West Delhi, Delhi, 110064, West Delhi, Delhi Pincode: 110064 | TL/MD/2025/000010 | 05-May-2025 | Urine Collection bag-Non Return Valve ( as per ISO 8669-2) | Class B
Sophisticated Industrial Materials Analytic Labs Pvt. Ltd. A-3/7, Mayapuri Industrial Area, Phase-II, Mayapuri, West Delhi, Delhi, 110064, West Delhi, Delhi Pincode: 110064 | TL/MD/2025/000010 | 05-May-2025 | Urine Collection bag-Strength of attachment system Provided with cutout ( as per ISO 8669-2) | Class B
Sophisticated Industrial Materials Analytic Labs Pvt. Ltd. A-3/7, Mayapuri Industrial Area, Phase-II, Mayapuri, West Delhi, Delhi, 110064, West Delhi, Delhi Pincode: 110064 | TL/MD/2025/000010 | 05-May-2025 | Urine Collection bag-Test Volume ( as per ISO 8669-2) | Class B
Sophisticated Industrial Materials Analytic Labs Pvt. Ltd. A-3/7, Mayapuri Industrial Area, Phase-II, Mayapuri, West Delhi, Delhi, 110064, West Delhi, Delhi Pincode: 110064 | TL/MD/2025/000010 | 05-May-2025 | Absorbable Surgical Suture- Diameter( as per USP) | Class C
Sophisticated Industrial Materials Analytic Labs Pvt. Ltd. A-3/7, Mayapuri Industrial Area, Phase-II, Mayapuri, West Delhi, Delhi, 110064, West Delhi, Delhi Pincode: 110064 | TL/MD/2025/000010 | 05-May-2025 | Absorbable Surgical Suture- Length (as per USP) | Class C
Sophisticated Industrial Materials Analytic Labs Pvt. Ltd. A-3/7, Mayapuri Industrial Area, Phase-II, Mayapuri, West Delhi, Delhi, 110064, West Delhi, Delhi Pincode: 110064 | TL/MD/2025/000010 | 05-May-2025 | Absorbable Surgical Suture-Needle Attachment (as per USP) | Class C
Sophisticated Industrial Materials Analytic Labs Pvt. Ltd. A-3/7, Mayapuri Industrial Area, Phase-II, Mayapuri, West Delhi, Delhi, 110064, West Delhi, Delhi Pincode: 110064 | TL/MD/2025/000010 | 05-May-2025 | Absorbable Surgical Suture-Tensile Strength (as per USP) | Class C
Sophisticated Industrial Materials Analytic Labs Pvt. Ltd. A-3/7, Mayapuri Industrial Area, Phase-II, Mayapuri, West Delhi, Delhi, 110064, West Delhi, Delhi Pincode: 110064 | TL/MD/2025/000010 | 05-May-2025 | Adhesive Tape-Adhesive Strength ( as per USP, Pg. 9361) | Class C
Sophisticated Industrial Materials Analytic Labs Pvt. Ltd. A-3/7, Mayapuri Industrial Area, Phase-II, Mayapuri, West Delhi, Delhi, 110064, West Delhi, Delhi Pincode: 110064 | TL/MD/2025/000010 | 05-May-2025 | Disposable Infusion Set-Air inlet Device (as per IS/ISO 8536-4) | Class C
Sophisticated Industrial Materials Analytic Labs Pvt. Ltd. A-3/7, Mayapuri Industrial Area, Phase-II, Mayapuri, West Delhi, Delhi, 110064, West Delhi, Delhi Pincode: 110064 | TL/MD/2025/000010 | 05-May-2025 | Disposable Infusion Set-Closure piercing Device (Dimensions Diameter) (as per IS/ISO 8536-4) | Class C
Sophisticated Industrial Materials Analytic Labs Pvt. Ltd. A-3/7, Mayapuri Industrial Area, Phase-II, Mayapuri, West Delhi, Delhi, 110064, West Delhi, Delhi Pincode: 110064 | TL/MD/2025/000010 | 05-May-2025 | Disposable Infusion Set-Closure piercing Device (Dimensions Length) (as per IS/ISO 8536-4) | Class C
Sophisticated Industrial Materials Analytic Labs Pvt. Ltd. A-3/7, Mayapuri Industrial Area, Phase-II, Mayapuri, West Delhi, Delhi, 110064, West Delhi, Delhi Pincode: 110064 | TL/MD/2025/000010 | 05-May-2025 | Disposable Infusion Set-Flexibility and Transparency (as per IS/ISO 8536-4) | Class C
Sophisticated Industrial Materials Analytic Labs Pvt. Ltd. A-3/7, Mayapuri Industrial Area, Phase-II, Mayapuri, West Delhi, Delhi, 110064, West Delhi, Delhi Pincode: 110064 | TL/MD/2025/000010 | 05-May-2025 | Disposable Infusion Set-Flow Rate of infusion set (as per IS/ISO 8536-4) | Class C
Sophisticated Industrial Materials Analytic Labs Pvt. Ltd. A-3/7, Mayapuri Industrial Area, Phase-II, Mayapuri, West Delhi, Delhi, 110064, West Delhi, Delhi Pincode: 110064 | TL/MD/2025/000010 | 05-May-2025 | Disposable Infusion Set-Injection site (as per IS/ISO 8536-4) | Class C
Sophisticated Industrial Materials Analytic Labs Pvt. Ltd. A-3/7, Mayapuri Industrial Area, Phase-II, Mayapuri, West Delhi, Delhi, 110064, West Delhi, Delhi Pincode: 110064 | TL/MD/2025/000010 | 05-May-2025 | Disposable Infusion Set-Leakage (as per IS/ISO 8536-4) | Class C
Sophisticated Industrial Materials Analytic Labs Pvt. Ltd. A-3/7, Mayapuri Industrial Area, Phase-II, Mayapuri, West Delhi, Delhi, 110064, West Delhi, Delhi Pincode: 110064 | TL/MD/2025/000010 | 05-May-2025 | Disposable Infusion Set-Protective Caps (as per IS/ISO 8536-4) | Class C
Sophisticated Industrial Materials Analytic Labs Pvt. Ltd. A-3/7, Mayapuri Industrial Area, Phase-II, Mayapuri, West Delhi, Delhi, 110064, West Delhi, Delhi Pincode: 110064 | TL/MD/2025/000010 | 05-May-2025 | Disposable Surgical Rubber Gloves-Distance at Cuff ( as per IS13422) | Class C
Sophisticated Industrial Materials Analytic Labs Pvt. Ltd. A-3/7, Mayapuri Industrial Area, Phase-II, Mayapuri, West Delhi, Delhi, 110064, West Delhi, Delhi Pincode: 110064 | TL/MD/2025/000010 | 05-May-2025 | Disposable Surgical Rubber Gloves-Distance At Finger tip (as per IS13422) | Class C
Sophisticated Industrial Materials Analytic Labs Pvt. Ltd. A-3/7, Mayapuri Industrial Area, Phase-II, Mayapuri, West Delhi, Delhi, 110064, West Delhi, Delhi Pincode: 110064 | TL/MD/2025/000010 | 05-May-2025 | Disposable Surgical Rubber Gloves-Distance at Palm (as per IS13422) | Class C
Sophisticated Industrial Materials Analytic Labs Pvt. Ltd. A-3/7, Mayapuri Industrial Area, Phase-II, Mayapuri, West Delhi, Delhi, 110064, West Delhi, Delhi Pincode: 110064 | TL/MD/2025/000010 | 05-May-2025 | Disposable Surgical Rubber Gloves-Distance between Palm to finger (as per IS13422) | Class C
Sophisticated Industrial Materials Analytic Labs Pvt. Ltd. A-3/7, Mayapuri Industrial Area, Phase-II, Mayapuri, West Delhi, Delhi, 110064, West Delhi, Delhi Pincode: 110064 | TL/MD/2025/000010 | 05-May-2025 | Disposable Surgical Rubber Gloves-Length (as per IS13422) | Class C
Sophisticated Industrial Materials Analytic Labs Pvt. Ltd. A-3/7, Mayapuri Industrial Area, Phase-II, Mayapuri, West Delhi, Delhi, 110064, West Delhi, Delhi Pincode: 110064 | TL/MD/2025/000010 | 05-May-2025 | Disposable Surgical Rubber Gloves-Stress at 500 percent Elongation (as per IS13422) | Class C
Sophisticated Industrial Materials Analytic Labs Pvt. Ltd. A-3/7, Mayapuri Industrial Area, Phase-II, Mayapuri, West Delhi, Delhi, 110064, West Delhi, Delhi Pincode: 110064 | TL/MD/2025/000010 | 05-May-2025 | Disposable Surgical Rubber Gloves-Tensile Strength After Aging (as per IS13422) | Class C
Sophisticated Industrial Materials Analytic Labs Pvt. Ltd. A-3/7, Mayapuri Industrial Area, Phase-II, Mayapuri, West Delhi, Delhi, 110064, West Delhi, Delhi Pincode: 110064 | TL/MD/2025/000010 | 05-May-2025 | Disposable Surgical Rubber Gloves-Tensile Strength Before Aging (as per IS13422) | Class C
Sophisticated Industrial Materials Analytic Labs Pvt. Ltd. A-3/7, Mayapuri Industrial Area, Phase-II, Mayapuri, West Delhi, Delhi, 110064, West Delhi, Delhi Pincode: 110064 | TL/MD/2025/000010 | 05-May-2025 | Disposable Surgical Rubber Gloves-Thickness At Cuff (as per IS13422) | Class C
Sophisticated Industrial Materials Analytic Labs Pvt. Ltd. A-3/7, Mayapuri Industrial Area, Phase-II, Mayapuri, West Delhi, Delhi, 110064, West Delhi, Delhi Pincode: 110064 | TL/MD/2025/000010 | 05-May-2025 | Disposable Surgical Rubber Gloves-Thickness At Finger tip (as per IS13422) | Class C
Sophisticated Industrial Materials Analytic Labs Pvt. Ltd. A-3/7, Mayapuri Industrial Area, Phase-II, Mayapuri, West Delhi, Delhi, 110064, West Delhi, Delhi Pincode: 110064 | TL/MD/2025/000010 | 05-May-2025 | Disposable Surgical Rubber Gloves-Thickness At Palm (as per IS13422) | Class C
Sophisticated Industrial Materials Analytic Labs Pvt. Ltd. A-3/7, Mayapuri Industrial Area, Phase-II, Mayapuri, West Delhi, Delhi, 110064, West Delhi, Delhi Pincode: 110064 | TL/MD/2025/000010 | 05-May-2025 | Disposable Surgical Rubber Gloves-Ultimate Elongation After Aging ( as per IS13422) | Class C
Sophisticated Industrial Materials Analytic Labs Pvt. Ltd. A-3/7, Mayapuri Industrial Area, Phase-II, Mayapuri, West Delhi, Delhi, 110064, West Delhi, Delhi Pincode: 110064 | TL/MD/2025/000010 | 05-May-2025 | Disposable Surgical Rubber Gloves-Ultimate Elongation Before Aging( as per IS13422) | Class C
Sophisticated Industrial Materials Analytic Labs Pvt. Ltd. A-3/7, Mayapuri Industrial Area, Phase-II, Mayapuri, West Delhi, Delhi, 110064, West Delhi, Delhi Pincode: 110064 | TL/MD/2025/000010 | 05-May-2025 | Disposable Surgical Rubber Gloves-Width( as per IS13422) | Class C
Sophisticated Industrial Materials Analytic Labs Pvt. Ltd. A-3/7, Mayapuri Industrial Area, Phase-II, Mayapuri, West Delhi, Delhi, 110064, West Delhi, Delhi Pincode: 110064 | TL/MD/2025/000010 | 05-May-2025 | Endotracheal Tube-Elongation At break After Aging of tubes ( as per IS 3400 (Part-4)) | Class C
Sophisticated Industrial Materials Analytic Labs Pvt. Ltd. A-3/7, Mayapuri Industrial Area, Phase-II, Mayapuri, West Delhi, Delhi, 110064, West Delhi, Delhi Pincode: 110064 | TL/MD/2025/000010 | 05-May-2025 | Endotracheal Tube-Elongation At break of tubes (as per IS3400 (Part-1)) | Class C
Sophisticated Industrial Materials Analytic Labs Pvt. Ltd. A-3/7, Mayapuri Industrial Area, Phase-II, Mayapuri, West Delhi, Delhi, 110064, West Delhi, Delhi Pincode: 110064 | TL/MD/2025/000010 | 05-May-2025 | Endotracheal Tube-Length of tube (as per IS 6581) | Class C
Sophisticated Industrial Materials Analytic Labs Pvt. Ltd. A-3/7, Mayapuri Industrial Area, Phase-II, Mayapuri, West Delhi, Delhi, 110064, West Delhi, Delhi Pincode: 110064 | TL/MD/2025/000010 | 05-May-2025 | Endotracheal Tube-Tensile Strength After Aging of tubes ( as per IS 3400 (Part-4)) | Class C
Sophisticated Industrial Materials Analytic Labs Pvt. Ltd. A-3/7, Mayapuri Industrial Area, Phase-II, Mayapuri, West Delhi, Delhi, 110064, West Delhi, Delhi Pincode: 110064 | TL/MD/2025/000010 | 05-May-2025 | Endotracheal Tube-Tensile Strength of tubes (as per IS3400 (Part-1)) | Class C
Sophisticated Industrial Materials Analytic Labs Pvt. Ltd. A-3/7, Mayapuri Industrial Area, Phase-II, Mayapuri, West Delhi, Delhi, 110064, West Delhi, Delhi Pincode: 110064 | TL/MD/2025/000010 | 05-May-2025 | Endotracheal Tube-Wall thickness( as per IS 6581) | Class C
Sophisticated Industrial Materials Analytic Labs Pvt. Ltd. A-3/7, Mayapuri Industrial Area, Phase-II, Mayapuri, West Delhi, Delhi, 110064, West Delhi, Delhi Pincode: 110064 | TL/MD/2025/000010 | 05-May-2025 | Hypodermic Syringe-Length of Scale ( as per IS 10258 (Part 1)) | Class C
Sophisticated Industrial Materials Analytic Labs Pvt. Ltd. A-3/7, Mayapuri Industrial Area, Phase-II, Mayapuri, West Delhi, Delhi, 110064, West Delhi, Delhi Pincode: 110064 | TL/MD/2025/000010 | 05-May-2025 | Hypodermic Syringe-Limit of Acidity and Alkalinity( as per IS 10258 (Part 1)) | Class C
Sophisticated Industrial Materials Analytic Labs Pvt. Ltd. A-3/7, Mayapuri Industrial Area, Phase-II, Mayapuri, West Delhi, Delhi, 110064, West Delhi, Delhi Pincode: 110064 | TL/MD/2025/000010 | 05-May-2025 | I.V. Cannula-Corrosion Resistance ( as per IS/ISO 10555 (Part 1) | Class C
Sophisticated Industrial Materials Analytic Labs Pvt. Ltd. A-3/7, Mayapuri Industrial Area, Phase-II, Mayapuri, West Delhi, Delhi, 110064, West Delhi, Delhi Pincode: 110064 | TL/MD/2025/000010 | 05-May-2025 | I.V. Cannula ( Intravascular catheters- Sterile and Single use Catheters)-Air Leakage into hub assembly ( as per IS/ISO 10555 (Part 1)) | Class C
Sophisticated Industrial Materials Analytic Labs Pvt. Ltd. A-3/7, Mayapuri Industrial Area, Phase-II, Mayapuri, West Delhi, Delhi, 110064, West Delhi, Delhi Pincode: 110064 | TL/MD/2025/000010 | 05-May-2025 | I.V. Cannula ( Intravascular catheters- Sterile and Single use Catheters)-Designation of nominal Size ( as per IS/ISO 10555 (Part 1)) | Class C
Sophisticated Industrial Materials Analytic Labs Pvt. Ltd. A-3/7, Mayapuri Industrial Area, Phase-II, Mayapuri, West Delhi, Delhi, 110064, West Delhi, Delhi Pincode: 110064 | TL/MD/2025/000010 | 05-May-2025 | I.V. Cannula ( Intravascular catheters- Sterile and Single use Catheters)-Distal tip( as per IS/ISO 10555 (Part 1)) | Class C
Sophisticated Industrial Materials Analytic Labs Pvt. Ltd. A-3/7, Mayapuri Industrial Area, Phase-II, Mayapuri, West Delhi, Delhi, 110064, West Delhi, Delhi Pincode: 110064 | TL/MD/2025/000010 | 05-May-2025 | I.V. Cannula ( Intravascular catheters- Sterile and Single use Catheters)-Effective Length ( as per IS/ISO 10555 (Part 1)) | Class C
Sophisticated Industrial Materials Analytic Labs Pvt. Ltd. A-3/7, Mayapuri Industrial Area, Phase-II, Mayapuri, West Delhi, Delhi, 110064, West Delhi, Delhi Pincode: 110064 | TL/MD/2025/000010 | 05-May-2025 | I.V. Cannula ( Intravascular catheters- Sterile and Single use Catheters)-Flow rate ( as per IS/ISO 10555 (Part 1)) | Class C
Sophisticated Industrial Materials Analytic Labs Pvt. Ltd. A-3/7, Mayapuri Industrial Area, Phase-II, Mayapuri, West Delhi, Delhi, 110064, West Delhi, Delhi Pincode: 110064 | TL/MD/2025/000010 | 05-May-2025 | I.V. Cannula ( Intravascular catheters- Sterile and Single use Catheters)-Force at break (as per IS/ISO 10555 (Part 1)) | Class C
Sophisticated Industrial Materials Analytic Labs Pvt. Ltd. A-3/7, Mayapuri Industrial Area, Phase-II, Mayapuri, West Delhi, Delhi, 110064, West Delhi, Delhi Pincode: 110064 | TL/MD/2025/000010 | 05-May-2025 | I.V. Cannula ( Intravascular catheters- Sterile and Single use Catheters)-Freedom From Leakage(as per IS/ISO 10555 (Part 1)) | Class C
Sophisticated Industrial Materials Analytic Labs Pvt. Ltd. A-3/7, Mayapuri Industrial Area, Phase-II, Mayapuri, West Delhi, Delhi, 110064, West Delhi, Delhi Pincode: 110064 | TL/MD/2025/000010 | 05-May-2025 | I.V. Cannula ( Intravascular catheters- Sterile and Single use Catheters)-Freedom from liquid leakage under pressure( as per IS/ISO 10555 (Part 1)) | Class C
Sophisticated Industrial Materials Analytic Labs Pvt. Ltd. A-3/7, Mayapuri Industrial Area, Phase-II, Mayapuri, West Delhi, Delhi, 110064, West Delhi, Delhi Pincode: 110064 | TL/MD/2025/000010 | 05-May-2025 | I.V. Cannula ( Intravascular catheters- Sterile and Single use Catheters)-Liquid leakage from Vent Fitting ( as per IS/ISO 10555 (Part 1)) | Class C
Sophisticated Industrial Materials Analytic Labs Pvt. Ltd. A-3/7, Mayapuri Industrial Area, Phase-II, Mayapuri, West Delhi, Delhi, 110064, West Delhi, Delhi Pincode: 110064 | TL/MD/2025/000010 | 05-May-2025 | I.V. Cannula ( Intravascular catheters- Sterile and Single use Catheters)-Liquid leakage from Vent Fitting ( as per IS/ISO 10555 (Part 5)) | Class C
Sophisticated Industrial Materials Analytic Labs Pvt. Ltd. A-3/7, Mayapuri Industrial Area, Phase-II, Mayapuri, West Delhi, Delhi, 110064, West Delhi, Delhi Pincode: 110064 | TL/MD/2025/000010 | 05-May-2025 | I.V. Cannula ( Intravascular catheters- Sterile and Single use Catheters)-Needle and fittings ( as per IS/ISO 10555 (Part 1)) | Class C
Sophisticated Industrial Materials Analytic Labs Pvt. Ltd. A-3/7, Mayapuri Industrial Area, Phase-II, Mayapuri, West Delhi, Delhi, 110064, West Delhi, Delhi Pincode: 110064 | TL/MD/2025/000010 | 05-May-2025 | I.V. Cannula ( Intravascular catheters- Sterile and Single use Catheters)-Out Side Diameter (as per IS/ISO 10555 (Part 1)) | Class C
Sophisticated Industrial Materials Analytic Labs Pvt. Ltd. A-3/7, Mayapuri Industrial Area, Phase-II, Mayapuri, West Delhi, Delhi, 110064, West Delhi, Delhi Pincode: 110064 | TL/MD/2025/000010 | 05-May-2025 | I.V. Cannula ( Intravascular catheters- Sterile and Single use Catheters)-Strength of union between hub and needle tube (as per IS/ISO 10555 (Part 1)) | Class C
Sophisticated Industrial Materials Analytic Labs Pvt. Ltd. A-3/7, Mayapuri Industrial Area, Phase-II, Mayapuri, West Delhi, Delhi, 110064, West Delhi, Delhi Pincode: 110064 | TL/MD/2025/000010 | 05-May-2025 | I.V. Cannula ( Intravascular catheters- Sterile and Single use Catheters)-Surface (free from extraneous matter)( as per IS/ISO 10555 (Part 1)) | Class C
Sophisticated Industrial Materials Analytic Labs Pvt. Ltd. A-3/7, Mayapuri Industrial Area, Phase-II, Mayapuri, West Delhi, Delhi, 110064, West Delhi, Delhi Pincode: 110064 | TL/MD/2025/000010 | 05-May-2025 | I.V. Cannula-Needle Point ( as per IS/ISO 10555 (Part 5) | Class C
Sophisticated Industrial Materials Analytic Labs Pvt. Ltd. A-3/7, Mayapuri Industrial Area, Phase-II, Mayapuri, West Delhi, Delhi, 110064, West Delhi, Delhi Pincode: 110064 | TL/MD/2025/000010 | 05-May-2025 | Medical devices-Ethylene Chlorohydrin (ECH)s ( as per ISO 10993-7 CLASS B/C YEAR) | Class C
Sophisticated Industrial Materials Analytic Labs Pvt. Ltd. A-3/7, Mayapuri Industrial Area, Phase-II, Mayapuri, West Delhi, Delhi, 110064, West Delhi, Delhi Pincode: 110064 | TL/MD/2025/000010 | 05-May-2025 | Medical devices-Ethylene Glycol ( as per ISO 10993-7 CLASS B/CH YEAR) | Class C
Sophisticated Industrial Materials Analytic Labs Pvt. Ltd. A-3/7, Mayapuri Industrial Area, Phase-II, Mayapuri, West Delhi, Delhi, 110064, West Delhi, Delhi Pincode: 110064 | TL/MD/2025/000010 | 05-May-2025 | Medical devices-Ethylene Oxide( ETO)( as per SIMA/MD/STP/001) | Class C
Sophisticated Industrial Materials Analytic Labs Pvt. Ltd. A-3/7, Mayapuri Industrial Area, Phase-II, Mayapuri, West Delhi, Delhi, 110064, West Delhi, Delhi Pincode: 110064 | TL/MD/2025/000010 | 05-May-2025 | Scalp Vein Set-Bond between Wing and Needle tube( as per IS 16097) | Class C
Sophisticated Industrial Materials Analytic Labs Pvt. Ltd. A-3/7, Mayapuri Industrial Area, Phase-II, Mayapuri, West Delhi, Delhi, 110064, West Delhi, Delhi Pincode: 110064 | TL/MD/2025/000010 | 05-May-2025 | Scalp Vein Set-Bonds between extension tube and Adapter ( as per IS 16097) | Class C
Sophisticated Industrial Materials Analytic Labs Pvt. Ltd. A-3/7, Mayapuri Industrial Area, Phase-II, Mayapuri, West Delhi, Delhi, 110064, West Delhi, Delhi Pincode: 110064 | TL/MD/2025/000010 | 05-May-2025 | Scalp Vein Set-Bonds between wings and extension tube (as per IS 16097) | Class C
Sophisticated Industrial Materials Analytic Labs Pvt. Ltd. A-3/7, Mayapuri Industrial Area, Phase-II, Mayapuri, West Delhi, Delhi, 110064, West Delhi, Delhi Pincode: 110064 | TL/MD/2025/000010 | 05-May-2025 | Scalp Vein Set-Cleanliness (as per IS 16097) | Class C
Sophisticated Industrial Materials Analytic Labs Pvt. Ltd. A-3/7, Mayapuri Industrial Area, Phase-II, Mayapuri, West Delhi, Delhi, 110064, West Delhi, Delhi Pincode: 110064 | TL/MD/2025/000010 | 05-May-2025 | Scalp Vein Set-Colour ( as per IS 16097) | Class C
Sophisticated Industrial Materials Analytic Labs Pvt. Ltd. A-3/7, Mayapuri Industrial Area, Phase-II, Mayapuri, West Delhi, Delhi, 110064, West Delhi, Delhi Pincode: 110064 | TL/MD/2025/000010 | 05-May-2025 | Scalp Vein Set-Freedom From defect (as per IS 16097) | Class C
Sophisticated Industrial Materials Analytic Labs Pvt. Ltd. A-3/7, Mayapuri Industrial Area, Phase-II, Mayapuri, West Delhi, Delhi, 110064, West Delhi, Delhi Pincode: 110064 | TL/MD/2025/000010 | 05-May-2025 | Scalp Vein Set-Length of Extension Tube (as per IS 16097) | Class C
Sophisticated Industrial Materials Analytic Labs Pvt. Ltd. A-3/7, Mayapuri Industrial Area, Phase-II, Mayapuri, West Delhi, Delhi, 110064, West Delhi, Delhi Pincode: 110064 | TL/MD/2025/000010 | 05-May-2025 | Scalp Vein Set-Limit of Acidity and Alkalinity( as per IS 16097) | Class C
Sophisticated Industrial Materials Analytic Labs Pvt. Ltd. A-3/7, Mayapuri Industrial Area, Phase-II, Mayapuri, West Delhi, Delhi, 110064, West Delhi, Delhi Pincode: 110064 | TL/MD/2025/000010 | 05-May-2025 | Scalp Vein Set-Lubrication (as per IS 16097) | Class C
Sophisticated Industrial Materials Analytic Labs Pvt. Ltd. A-3/7, Mayapuri Industrial Area, Phase-II, Mayapuri, West Delhi, Delhi, 110064, West Delhi, Delhi Pincode: 110064 | TL/MD/2025/000010 | 05-May-2025 | Scalp Vein Set-Needle Point (IS 16097) | Class C
Sophisticated Industrial Materials Analytic Labs Pvt. Ltd. A-3/7, Mayapuri Industrial Area, Phase-II, Mayapuri, West Delhi, Delhi, 110064, West Delhi, Delhi Pincode: 110064 | TL/MD/2025/000010 | 05-May-2025 | Scalp Vein Set-Out Side Diameter (as per IS 16097) | Class C
Sophisticated Industrial Materials Analytic Labs Pvt. Ltd. A-3/7, Mayapuri Industrial Area, Phase-II, Mayapuri, West Delhi, Delhi, 110064, West Delhi, Delhi Pincode: 110064 | TL/MD/2025/000010 | 05-May-2025 | Scalp Vein Set-Sheath( as per IS 16097) | Class C
Sophisticated Industrial Materials Analytic Labs Pvt. Ltd. A-3/7, Mayapuri Industrial Area, Phase-II, Mayapuri, West Delhi, Delhi, 110064, West Delhi, Delhi Pincode: 110064 | TL/MD/2025/000010 | 05-May-2025 | Scalp Vein Set-Size Designation ( as per IS 16097) | Class C
Sophisticated Industrial Materials Analytic Labs Pvt. Ltd. A-3/7, Mayapuri Industrial Area, Phase-II, Mayapuri, West Delhi, Delhi, 110064, West Delhi, Delhi Pincode: 110064 | TL/MD/2025/000010 | 05-May-2025 | Scalp Vein Set-Size Designation (Needle Length) ( as per IS 16097) | Class C
Sophisticated Industrial Materials Analytic Labs Pvt. Ltd. A-3/7, Mayapuri Industrial Area, Phase-II, Mayapuri, West Delhi, Delhi, 110064, West Delhi, Delhi Pincode: 110064 | TL/MD/2025/000010 | 05-May-2025 | Spinal Needle-Corrosion Resistance (as per IS 7350) | Class C
Sophisticated Industrial Materials Analytic Labs Pvt. Ltd. A-3/7, Mayapuri Industrial Area, Phase-II, Mayapuri, West Delhi, Delhi, 110064, West Delhi, Delhi Pincode: 110064 | TL/MD/2025/000010 | 05-May-2025 | Spinal Needle-Effective length of needle ( as per IS 7350) | Class C
Sophisticated Industrial Materials Analytic Labs Pvt. Ltd. A-3/7, Mayapuri Industrial Area, Phase-II, Mayapuri, West Delhi, Delhi, 110064, West Delhi, Delhi Pincode: 110064 | TL/MD/2025/000010 | 05-May-2025 | Spinal Needle-Elasticity ( as per IS 7350) | Class C
Sophisticated Industrial Materials Analytic Labs Pvt. Ltd. A-3/7, Mayapuri Industrial Area, Phase-II, Mayapuri, West Delhi, Delhi, 110064, West Delhi, Delhi Pincode: 110064 | TL/MD/2025/000010 | 05-May-2025 | Spinal Needle-Freedom from foreign matter( as per IS 7350) | Class C
Sophisticated Industrial Materials Analytic Labs Pvt. Ltd. A-3/7, Mayapuri Industrial Area, Phase-II, Mayapuri, West Delhi, Delhi, 110064, West Delhi, Delhi Pincode: 110064 | TL/MD/2025/000010 | 05-May-2025 | Spinal Needle-Leakage test ( as per IS 7350) | Class C
Sophisticated Industrial Materials Analytic Labs Pvt. Ltd. A-3/7, Mayapuri Industrial Area, Phase-II, Mayapuri, West Delhi, Delhi, 110064, West Delhi, Delhi Pincode: 110064 | TL/MD/2025/000010 | 05-May-2025 | Spinal Needle-Outside Diameter ( as per IS 7350) | Class C
Sophisticated Industrial Materials Analytic Labs Pvt. Ltd. A-3/7, Mayapuri Industrial Area, Phase-II, Mayapuri, West Delhi, Delhi, 110064, West Delhi, Delhi Pincode: 110064 | TL/MD/2025/000010 | 05-May-2025 | Spinal Needle-Reverse Bend test( as per IS 7350) | Class C
Sophisticated Industrial Materials Analytic Labs Pvt. Ltd. A-3/7, Mayapuri Industrial Area, Phase-II, Mayapuri, West Delhi, Delhi, 110064, West Delhi, Delhi Pincode: 110064 | TL/MD/2025/000010 | 05-May-2025 | Spinal Needle-Security of Swaging (as per IS 7350) | Class C
Sophisticated Industrial Materials Analytic Labs Pvt. Ltd. A-3/7, Mayapuri Industrial Area, Phase-II, Mayapuri, West Delhi, Delhi, 110064, West Delhi, Delhi Pincode: 110064 | TL/MD/2025/000010 | 05-May-2025 | Spinal Needle-Stiffness (as per IS 7350) | Class C
Sophisticated Industrial Materials Analytic Labs Pvt. Ltd. A-3/7, Mayapuri Industrial Area, Phase-II, Mayapuri, West Delhi, Delhi, 110064, West Delhi, Delhi Pincode: 110064 | TL/MD/2025/000010 | 05-May-2025 | Sterile Hypodermic needle-Actual Needle length ( as per IS 10654) | Class C
Sophisticated Industrial Materials Analytic Labs Pvt. Ltd. A-3/7, Mayapuri Industrial Area, Phase-II, Mayapuri, West Delhi, Delhi, 110064, West Delhi, Delhi Pincode: 110064 | TL/MD/2025/000010 | 05-May-2025 | Sterile Hypodermic needle-Actual outside Diameter ( as per IS 10654) | Class C
Sophisticated Industrial Materials Analytic Labs Pvt. Ltd. A-3/7, Mayapuri Industrial Area, Phase-II, Mayapuri, West Delhi, Delhi, 110064, West Delhi, Delhi Pincode: 110064 | TL/MD/2025/000010 | 05-May-2025 | Sterile Hypodermic needle-Bond between hub and needle tube (as per IS 10654) | Class C
Sophisticated Industrial Materials Analytic Labs Pvt. Ltd. A-3/7, Mayapuri Industrial Area, Phase-II, Mayapuri, West Delhi, Delhi, 110064, West Delhi, Delhi Pincode: 110064 | TL/MD/2025/000010 | 05-May-2025 | Sterile Hypodermic needle-Cleanliness (as per IS 10654) | Class C
Sophisticated Industrial Materials Analytic Labs Pvt. Ltd. A-3/7, Mayapuri Industrial Area, Phase-II, Mayapuri, West Delhi, Delhi, 110064, West Delhi, Delhi Pincode: 110064 | TL/MD/2025/000010 | 05-May-2025 | Sterile Hypodermic needle-Colour coding- Needle Hub (Colour of hub) (as per IS 16004) | Class C
Sophisticated Industrial Materials Analytic Labs Pvt. Ltd. A-3/7, Mayapuri Industrial Area, Phase-II, Mayapuri, West Delhi, Delhi, 110064, West Delhi, Delhi Pincode: 110064 | TL/MD/2025/000010 | 05-May-2025 | Sterile Hypodermic needle-Conical Fitting- (as per IS 10654) | Class C
Sophisticated Industrial Materials Analytic Labs Pvt. Ltd. A-3/7, Mayapuri Industrial Area, Phase-II, Mayapuri, West Delhi, Delhi, 110064, West Delhi, Delhi Pincode: 110064 | TL/MD/2025/000010 | 05-May-2025 | Sterile Hypodermic needle-Freedom from defects- (as per IS 10654) | Class C
Sophisticated Industrial Materials Analytic Labs Pvt. Ltd. A-3/7, Mayapuri Industrial Area, Phase-II, Mayapuri, West Delhi, Delhi, 110064, West Delhi, Delhi Pincode: 110064 | TL/MD/2025/000010 | 05-May-2025 | Sterile Hypodermic needle-Length of needle tube (as per IS 10654) | Class C
Sophisticated Industrial Materials Analytic Labs Pvt. Ltd. A-3/7, Mayapuri Industrial Area, Phase-II, Mayapuri, West Delhi, Delhi, 110064, West Delhi, Delhi Pincode: 110064 | TL/MD/2025/000010 | 05-May-2025 | Sterile hypodermic Needle-Limits for Acidity and Alkalinity(as per IS 10654) | Class C
Sophisticated Industrial Materials Analytic Labs Pvt. Ltd. A-3/7, Mayapuri Industrial Area, Phase-II, Mayapuri, West Delhi, Delhi, 110064, West Delhi, Delhi Pincode: 110064 | TL/MD/2025/000010 | 05-May-2025 | Sterile Hypodermic needle-Needle point- (as per IS 10654) | Class C
Sophisticated Industrial Materials Analytic Labs Pvt. Ltd. A-3/7, Mayapuri Industrial Area, Phase-II, Mayapuri, West Delhi, Delhi, 110064, West Delhi, Delhi Pincode: 110064 | TL/MD/2025/000010 | 05-May-2025 | Sterile Hypodermic needle-Nominal Length of needle tube (as per IS 10654) | Class C
Sophisticated Industrial Materials Analytic Labs Pvt. Ltd. A-3/7, Mayapuri Industrial Area, Phase-II, Mayapuri, West Delhi, Delhi, 110064, West Delhi, Delhi Pincode: 110064 | TL/MD/2025/000010 | 05-May-2025 | Sterile Hypodermic needle-Nominal Outside Diameter (as per IS 10654) | Class C
Sophisticated Industrial Materials Analytic Labs Pvt. Ltd. A-3/7, Mayapuri Industrial Area, Phase-II, Mayapuri, West Delhi, Delhi, 110064, West Delhi, Delhi Pincode: 110064 | TL/MD/2025/000010 | 05-May-2025 | Sterile Hypodermic needle-Outside Diameter (as per IS 10654) | Class C
Sophisticated Industrial Materials Analytic Labs Pvt. Ltd. A-3/7, Mayapuri Industrial Area, Phase-II, Mayapuri, West Delhi, Delhi, 110064, West Delhi, Delhi Pincode: 110064 | TL/MD/2025/000010 | 05-May-2025 | Sterile Hypodermic needle-Sheath- (as per IS 10654) | Class C
Sophisticated Industrial Materials Analytic Labs Pvt. Ltd. A-3/7, Mayapuri Industrial Area, Phase-II, Mayapuri, West Delhi, Delhi, 110064, West Delhi, Delhi Pincode: 110064 | TL/MD/2025/000010 | 05-May-2025 | Sterile hypodermic syringe-Barrel ( dimension )(as per IS 10258 (Part 1) | Class C
Sophisticated Industrial Materials Analytic Labs Pvt. Ltd. A-3/7, Mayapuri Industrial Area, Phase-II, Mayapuri, West Delhi, Delhi, 110064, West Delhi, Delhi Pincode: 110064 | TL/MD/2025/000010 | 05-May-2025 | Sterile hypodermic syringe-Cleanliness (Extraneous matter )(as per IS 10258 (Part 1) | Class C
Sophisticated Industrial Materials Analytic Labs Pvt. Ltd. A-3/7, Mayapuri Industrial Area, Phase-II, Mayapuri, West Delhi, Delhi, 110064, West Delhi, Delhi Pincode: 110064 | TL/MD/2025/000010 | 05-May-2025 | Sterile hypodermic syringe-Components (as per IS 10258 (Part 1) | Class C
Sophisticated Industrial Materials Analytic Labs Pvt. Ltd. A-3/7, Mayapuri Industrial Area, Phase-II, Mayapuri, West Delhi, Delhi, 110064, West Delhi, Delhi Pincode: 110064 | TL/MD/2025/000010 | 05-May-2025 | Sterile hypodermic syringe-Dead Space ( as per IS IS 10258 (Part 1) | Class C
Sophisticated Industrial Materials Analytic Labs Pvt. Ltd. A-3/7, Mayapuri Industrial Area, Phase-II, Mayapuri, West Delhi, Delhi, 110064, West Delhi, Delhi Pincode: 110064 | TL/MD/2025/000010 | 05-May-2025 | Sterile hypodermic syringe-Finger grip (Barrel Flange) ( as per IS 10258 (Part 1) | Class C
Sophisticated Industrial Materials Analytic Labs Pvt. Ltd. A-3/7, Mayapuri Industrial Area, Phase-II, Mayapuri, West Delhi, Delhi, 110064, West Delhi, Delhi Pincode: 110064 | TL/MD/2025/000010 | 05-May-2025 | Sterile hypodermic syringe-Fit of the Plunger stopper /Plunger in the Barrel ( as per IS 10258 (Part 1) | Class C
Sophisticated Industrial Materials Analytic Labs Pvt. Ltd. A-3/7, Mayapuri Industrial Area, Phase-II, Mayapuri, West Delhi, Delhi, 110064, West Delhi, Delhi Pincode: 110064 | TL/MD/2025/000010 | 05-May-2025 | Sterile hypodermic syringe-Freedom From Air and Liquid Leakage ( as per IS 10258 (Part 1)) | Class C
Sophisticated Industrial Materials Analytic Labs Pvt. Ltd. A-3/7, Mayapuri Industrial Area, Phase-II, Mayapuri, West Delhi, Delhi, 110064, West Delhi, Delhi Pincode: 110064 | TL/MD/2025/000010 | 05-May-2025 | Sterile hypodermic syringe-Length of scale ( as per IS 10258 (Part 1)) | Class C
Sophisticated Industrial Materials Analytic Labs Pvt. Ltd. A-3/7, Mayapuri Industrial Area, Phase-II, Mayapuri, West Delhi, Delhi, 110064, West Delhi, Delhi Pincode: 110064 | TL/MD/2025/000010 | 05-May-2025 | Sterile hypodermic syringe-Nozzle Lumen ( as per IS 10258 (Part 1)) | Class C
Sophisticated Industrial Materials Analytic Labs Pvt. Ltd. A-3/7, Mayapuri Industrial Area, Phase-II, Mayapuri, West Delhi, Delhi, 110064, West Delhi, Delhi Pincode: 110064 | TL/MD/2025/000010 | 05-May-2025 | Sterile hypodermic syringe-Numbering of scale ( as per IS 10258 (Part 1)) | Class C
Sophisticated Industrial Materials Analytic Labs Pvt. Ltd. A-3/7, Mayapuri Industrial Area, Phase-II, Mayapuri, West Delhi, Delhi, 110064, West Delhi, Delhi Pincode: 110064 | TL/MD/2025/000010 | 05-May-2025 | Sterile hypodermic syringe-Piston/plunger assembly(Plunger stopper/plunger assembly ) Design as per IS 10258 (Part 1) | Class C
Sophisticated Industrial Materials Analytic Labs Pvt. Ltd. A-3/7, Mayapuri Industrial Area, Phase-II, Mayapuri, West Delhi, Delhi, 110064, West Delhi, Delhi Pincode: 110064 | TL/MD/2025/000010 | 05-May-2025 | Sterile hypodermic syringe-Position of scale (as per IS 10258 (Part 1) | Class C
Sophisticated Industrial Materials Analytic Labs Pvt. Ltd. A-3/7, Mayapuri Industrial Area, Phase-II, Mayapuri, West Delhi, Delhi, 110064, West Delhi, Delhi Pincode: 110064 | TL/MD/2025/000010 | 05-May-2025 | Sterile hypodermic syringe-Scale Interval ( as per IS 10258 (Part 1)) | Class C
Sophisticated Industrial Materials Analytic Labs Pvt. Ltd. A-3/7, Mayapuri Industrial Area, Phase-II, Mayapuri, West Delhi, Delhi, 110064, West Delhi, Delhi Pincode: 110064 | TL/MD/2025/000010 | 05-May-2025 | Sterile hypodermic syringe-Tolerance and any graduated capacity ( as per IS 10258 (Part 1)) | Class C
Sophisticated Industrial Materials Analytic Labs Pvt. Ltd. A-3/7, Mayapuri Industrial Area, Phase-II, Mayapuri, West Delhi, Delhi, 110064, West Delhi, Delhi Pincode: 110064 | TL/MD/2025/000010 | 05-May-2025 | Sterile Synthetic Absorbable Braided Suture-Diameter ( as per BP-(IV), Page No-961 to 962) | Class C
Sophisticated Industrial Materials Analytic Labs Pvt. Ltd. A-3/7, Mayapuri Industrial Area, Phase-II, Mayapuri, West Delhi, Delhi, 110064, West Delhi, Delhi Pincode: 110064 | TL/MD/2025/000010 | 05-May-2025 | Sterile Synthetic Absorbable Braided Suture-Length( as per BP-(IV), Page No-961 to 962) | Class C
Sophisticated Industrial Materials Analytic Labs Pvt. Ltd. A-3/7, Mayapuri Industrial Area, Phase-II, Mayapuri, West Delhi, Delhi, 110064, West Delhi, Delhi Pincode: 110064 | TL/MD/2025/000010 | 05-May-2025 | Sterile Synthetic Absorbable Braided Suture-Minimum Break Load ( as per BP-IV), Page No-961 to 962) | Class C
Sophisticated Industrial Materials Analytic Labs Pvt. Ltd. A-3/7, Mayapuri Industrial Area, Phase-II, Mayapuri, West Delhi, Delhi, 110064, West Delhi, Delhi Pincode: 110064 | TL/MD/2025/000010 | 05-May-2025 | Sterile Synthetic Absorbable Braided Suture-Needle Attachment ( as per BP (IV), Page No-961 to 962) | Class C
Sophisticated Industrial Materials Analytic Labs Pvt. Ltd. A-3/7, Mayapuri Industrial Area, Phase-II, Mayapuri, West Delhi, Delhi, 110064, West Delhi, Delhi Pincode: 110064 | TL/MD/2025/000010 | 05-May-2025 | Surgical rubber gloves-Dimension A ( as per IS4148) | Class C
Sophisticated Industrial Materials Analytic Labs Pvt. Ltd. A-3/7, Mayapuri Industrial Area, Phase-II, Mayapuri, West Delhi, Delhi, 110064, West Delhi, Delhi Pincode: 110064 | TL/MD/2025/000010 | 05-May-2025 | Surgical rubber gloves-Dimension B ( as per IS4148) | Class C
Sophisticated Industrial Materials Analytic Labs Pvt. Ltd. A-3/7, Mayapuri Industrial Area, Phase-II, Mayapuri, West Delhi, Delhi, 110064, West Delhi, Delhi Pincode: 110064 | TL/MD/2025/000010 | 05-May-2025 | Surgical rubber gloves-Dimension C ( as per IS4148) | Class C
Sophisticated Industrial Materials Analytic Labs Pvt. Ltd. A-3/7, Mayapuri Industrial Area, Phase-II, Mayapuri, West Delhi, Delhi, 110064, West Delhi, Delhi Pincode: 110064 | TL/MD/2025/000010 | 05-May-2025 | Surgical rubber gloves-Dimension-D ( as per IS4148) | Class C
Sophisticated Industrial Materials Analytic Labs Pvt. Ltd. A-3/7, Mayapuri Industrial Area, Phase-II, Mayapuri, West Delhi, Delhi, 110064, West Delhi, Delhi Pincode: 110064 | TL/MD/2025/000010 | 05-May-2025 | Surgical rubber gloves-Dimension-E ( as per IS4148) | Class C
Sophisticated Industrial Materials Analytic Labs Pvt. Ltd. A-3/7, Mayapuri Industrial Area, Phase-II, Mayapuri, West Delhi, Delhi, 110064, West Delhi, Delhi Pincode: 110064 | TL/MD/2025/000010 | 05-May-2025 | Surgical rubber gloves-Dimension-F ( as per IS4148) | Class C
Sophisticated Industrial Materials Analytic Labs Pvt. Ltd. A-3/7, Mayapuri Industrial Area, Phase-II, Mayapuri, West Delhi, Delhi, 110064, West Delhi, Delhi Pincode: 110064 | TL/MD/2025/000010 | 05-May-2025 | Surgical rubber gloves-Dimension-G ( as per IS4148) | Class C
Sophisticated Industrial Materials Analytic Labs Pvt. Ltd. A-3/7, Mayapuri Industrial Area, Phase-II, Mayapuri, West Delhi, Delhi, 110064, West Delhi, Delhi Pincode: 110064 | TL/MD/2025/000010 | 05-May-2025 | Surgical rubber gloves-Elongation At Break After Accelerated Aging( as per IS 3400 P-4) | Class C
Sophisticated Industrial Materials Analytic Labs Pvt. Ltd. A-3/7, Mayapuri Industrial Area, Phase-II, Mayapuri, West Delhi, Delhi, 110064, West Delhi, Delhi Pincode: 110064 | TL/MD/2025/000010 | 05-May-2025 | Surgical rubber gloves-Elongation At Break After Heating Aging in Autoclave ( as per IS 4148) | Class C
Sophisticated Industrial Materials Analytic Labs Pvt. Ltd. A-3/7, Mayapuri Industrial Area, Phase-II, Mayapuri, West Delhi, Delhi, 110064, West Delhi, Delhi Pincode: 110064 | TL/MD/2025/000010 | 05-May-2025 | Surgical rubber gloves-Elongation At Break ( as per IS 3400 P-1) | Class C
Sophisticated Industrial Materials Analytic Labs Pvt. Ltd. A-3/7, Mayapuri Industrial Area, Phase-II, Mayapuri, West Delhi, Delhi, 110064, West Delhi, Delhi Pincode: 110064 | TL/MD/2025/000010 | 05-May-2025 | Surgical rubber gloves-Tensile Strength after Accelerated Aging (as per IS 4148) | Class C
Sophisticated Industrial Materials Analytic Labs Pvt. Ltd. A-3/7, Mayapuri Industrial Area, Phase-II, Mayapuri, West Delhi, Delhi, 110064, West Delhi, Delhi Pincode: 110064 | TL/MD/2025/000010 | 05-May-2025 | Surgical rubber gloves-Tensile Strength after Heating Aging in Autoclave ( as per IS 3400 P-4) | Class C
Sophisticated Industrial Materials Analytic Labs Pvt. Ltd. A-3/7, Mayapuri Industrial Area, Phase-II, Mayapuri, West Delhi, Delhi, 110064, West Delhi, Delhi Pincode: 110064 | TL/MD/2025/000010 | 05-May-2025 | Surgical rubber gloves-Tensile Strength ( as per IS 3400 P-1) | Class C
Sophisticated Industrial Materials Analytic Labs Pvt. Ltd. A-3/7, Mayapuri Industrial Area, Phase-II, Mayapuri, West Delhi, Delhi, 110064, West Delhi, Delhi Pincode: 110064 | TL/MD/2025/000010 | 05-May-2025 | Surgical rubber gloves-Tension Set ( as per IS4148) | Class C
Sophisticated Industrial Materials Analytic Labs Pvt. Ltd. A-3/7, Mayapuri Industrial Area, Phase-II, Mayapuri, West Delhi, Delhi, 110064, West Delhi, Delhi Pincode: 110064 | TL/MD/2025/000010 | 05-May-2025 | Surgical rubber gloves-Thickness ( as per IS 4148) | Class C
Sophisticated Industrial Materials Analytic Labs Pvt. Ltd. A-3/7, Mayapuri Industrial Area, Phase-II, Mayapuri, West Delhi, Delhi, 110064, West Delhi, Delhi Pincode: 110064 | TL/MD/2025/000010 | 05-May-2025 | Transfusion equipment for for medical use(Blood Administration set / Blood transfusion set-Leakage ( as per IS/ISO 1135-4) | Class C
Sophisticated Industrial Materials Analytic Labs Pvt. Ltd. A-3/7, Mayapuri Industrial Area, Phase-II, Mayapuri, West Delhi, Delhi, 110064, West Delhi, Delhi Pincode: 110064 | TL/MD/2025/000010 | 05-May-2025 | Transfusion equipment for for medical use(Blood Administration set / Blood transfusion set-Length of Drip Chamber outlet and Drip Tube ( as per IS/ISO 1135-4) | Class C
Sophisticated Industrial Materials Analytic Labs Pvt. Ltd. A-3/7, Mayapuri Industrial Area, Phase-II, Mayapuri, West Delhi, Delhi, 110064, West Delhi, Delhi Pincode: 110064 | TL/MD/2025/000010 | 05-May-2025 | Transfusion equipment for for medical use(Blood Administration set / Blood transfusion set-Length of Drip tube and filter ( as per IS/ISO 1135-4) | Class C
Sophisticated Industrial Materials Analytic Labs Pvt. Ltd. A-3/7, Mayapuri Industrial Area, Phase-II, Mayapuri, West Delhi, Delhi, 110064, West Delhi, Delhi Pincode: 110064 | TL/MD/2025/000010 | 05-May-2025 | Transfusion equipment for for medical use(Blood Administration set / Blood transfusion set-Protective Caps ( as per IS/ISO 1135-4) | Class C
Sophisticated Industrial Materials Analytic Labs Pvt. Ltd. A-3/7, Mayapuri Industrial Area, Phase-II, Mayapuri, West Delhi, Delhi, 110064, West Delhi, Delhi Pincode: 110064 | TL/MD/2025/000010 | 05-May-2025 | Transfusion equipment for for medical use(Blood Administration set / Blood transfusion set-Tensile Strength ( as per IS/ISO 1135-4) | Class C
Sophisticated Industrial Materials Analytic Labs Pvt. Ltd. A-3/7, Mayapuri Industrial Area, Phase-II, Mayapuri, West Delhi, Delhi, 110064, West Delhi, Delhi Pincode: 110064 | TL/MD/2025/000010 | 05-May-2025 | Transfusion equipment for for medical use(Blood Administration set / Blood transfusion set-Tubing(Length oftubing ) ( as per IS/ISO 1135-4) | Class C
Sophisticated Industrial Materials Analytic Labs Pvt. Ltd. A-3/7, Mayapuri Industrial Area, Phase-II, Mayapuri, West Delhi, Delhi, 110064, West Delhi, Delhi Pincode: 110064 | TL/MD/2025/000010 | 05-May-2025 | Transfusion equipment for for medical use(Blood Administration set / Blood transfusion set-Tubing transparent and flexible material) ( as per IS/ISO 1135-4) | Class C
Sophisticated Industrial Materials Analytic Labs Pvt. Ltd. A-3/7, Mayapuri Industrial Area, Phase-II, Mayapuri, West Delhi, Delhi, 110064, West Delhi, Delhi Pincode: 110064 | TL/MD/2025/000010 | 05-May-2025 | Urinary Catheter-Elongation at break After Aging ( as per IS11497) | Class C
Sophisticated Industrial Materials Analytic Labs Pvt. Ltd. A-3/7, Mayapuri Industrial Area, Phase-II, Mayapuri, West Delhi, Delhi, 110064, West Delhi, Delhi Pincode: 110064 | TL/MD/2025/000010 | 05-May-2025 | Urinary Catheter-Elongation at break before Aging ( as per IS11497) | Class C
Sophisticated Industrial Materials Analytic Labs Pvt. Ltd. A-3/7, Mayapuri Industrial Area, Phase-II, Mayapuri, West Delhi, Delhi, 110064, West Delhi, Delhi Pincode: 110064 | TL/MD/2025/000010 | 05-May-2025 | Urinary Catheter-Extractable color (as per IS11497) | Class C
Sophisticated Industrial Materials Analytic Labs Pvt. Ltd. A-3/7, Mayapuri Industrial Area, Phase-II, Mayapuri, West Delhi, Delhi, 110064, West Delhi, Delhi Pincode: 110064 | TL/MD/2025/000010 | 05-May-2025 | Urinary Catheter-Length ( as per IS 11497) | Class C
Sophisticated Industrial Materials Analytic Labs Pvt. Ltd. A-3/7, Mayapuri Industrial Area, Phase-II, Mayapuri, West Delhi, Delhi, 110064, West Delhi, Delhi Pincode: 110064 | TL/MD/2025/000010 | 05-May-2025 | Urinary Catheter-pH of water Extract (as per IS11497) | Class C
Sophisticated Industrial Materials Analytic Labs Pvt. Ltd. A-3/7, Mayapuri Industrial Area, Phase-II, Mayapuri, West Delhi, Delhi, 110064, West Delhi, Delhi Pincode: 110064 | TL/MD/2025/000010 | 05-May-2025 | Urinary Catheter-Tensile Strength ( as per IS 11497) | Class C
Sophisticated Industrial Materials Analytic Labs Pvt. Ltd. A-3/7, Mayapuri Industrial Area, Phase-II, Mayapuri, West Delhi, Delhi, 110064, West Delhi, Delhi Pincode: 110064 | TL/MD/2025/000010 | 05-May-2025 | Urinary Catheter-Tension set at 200 percent (as per IS11497) | Class C
Sophisticated Industrial Materials Analytic Labs Pvt. Ltd. A-3/7, Mayapuri Industrial Area, Phase-II, Mayapuri, West Delhi, Delhi, 110064, West Delhi, Delhi Pincode: 110064 | TL/MD/2025/000010 | 05-May-2025 | Urinary Catheter-Wall Thickness ( as per IS11497) | Class C
Sophisticated Industrial Materials Analytic Labs Pvt. Ltd. A-3/7, Mayapuri Industrial Area, Phase-II, Mayapuri, West Delhi, Delhi, 110064, West Delhi, Delhi Pincode: 110064 | TL/MD/2025/000010 | 05-May-2025 | Urine Collection bag-Freedom Freedom From leakage Under Load ( as per ISO 8669-2) | Class C
Sophisticated Industrial Materials Analytic Labs Pvt. Ltd. A-3/7, Mayapuri Industrial Area, Phase-II, Mayapuri, West Delhi, Delhi, 110064, West Delhi, Delhi Pincode: 110064 | TL/MD/2025/000010 | 05-May-2025 | Urine Collection bag-Freedom From leakage Under Impact ( as per ISO 8669-2) | Class C
Sophisticated Industrial Materials Analytic Labs Pvt. Ltd. A-3/7, Mayapuri Industrial Area, Phase-II, Mayapuri, West Delhi, Delhi, 110064, West Delhi, Delhi Pincode: 110064 | TL/MD/2025/000010 | 05-May-2025 | Urine Collection bag-Freedom From leakage Without Load ( as per ISO 8669-2) | Class C
Sophisticated Industrial Materials Analytic Labs Pvt. Ltd. A-3/7, Mayapuri Industrial Area, Phase-II, Mayapuri, West Delhi, Delhi, 110064, West Delhi, Delhi Pincode: 110064 | TL/MD/2025/000010 | 05-May-2025 | Urine Collection bag-Inside diameter of connector ( as per ISO 8669-2) | Class C
Sophisticated Industrial Materials Analytic Labs Pvt. Ltd. A-3/7, Mayapuri Industrial Area, Phase-II, Mayapuri, West Delhi, Delhi, 110064, West Delhi, Delhi Pincode: 110064 | TL/MD/2025/000010 | 05-May-2025 | Urine Collection bag-Inside diameter of inlet tube ( as per ISO 8669-2) | Class C
Sophisticated Industrial Materials Analytic Labs Pvt. Ltd. A-3/7, Mayapuri Industrial Area, Phase-II, Mayapuri, West Delhi, Delhi, 110064, West Delhi, Delhi Pincode: 110064 | TL/MD/2025/000010 | 05-May-2025 | Urine Collection bag-Length of the inlet tube ( as per ISO 8669-2) | Class C
Sophisticated Industrial Materials Analytic Labs Pvt. Ltd. A-3/7, Mayapuri Industrial Area, Phase-II, Mayapuri, West Delhi, Delhi, 110064, West Delhi, Delhi Pincode: 110064 | TL/MD/2025/000010 | 05-May-2025 | Urine Collection bag-Non Return Valve ( as per ISO 8669-2) | Class C
Sophisticated Industrial Materials Analytic Labs Pvt. Ltd. A-3/7, Mayapuri Industrial Area, Phase-II, Mayapuri, West Delhi, Delhi, 110064, West Delhi, Delhi Pincode: 110064 | TL/MD/2025/000010 | 05-May-2025 | Urine Collection bag-Strength of attachment system Provided with cutout ( as per ISO 8669-2) | Class C
Sophisticated Industrial Materials Analytic Labs Pvt. Ltd. A-3/7, Mayapuri Industrial Area, Phase-II, Mayapuri, West Delhi, Delhi, 110064, West Delhi, Delhi Pincode: 110064 | TL/MD/2025/000010 | 05-May-2025 | Urine Collection bag-Test Volume ( as per ISO 8669-2) | Class C
Sophisticated Industrial Materials Analytic Labs Pvt. Ltd. A-3/7, Mayapuri Industrial Area, Phase-II, Mayapuri, West Delhi, Delhi, 110064, West Delhi, Delhi Pincode: 110064 | TL/MD/2025/000010 | 05-May-2025 | Spinal Needle-Security of Swaging (as per IS 7350) | Class D
Sophisticated Industrial Materials Analytic Labs Pvt. Ltd. A-3/7, Mayapuri Industrial Area, Phase-II, Mayapuri, West Delhi, Delhi, 110064, West Delhi, Delhi Pincode: 110064 | TL/MD/2025/000010 | 05-May-2025 | Transfusion equipment for for medical use(Blood Administration set / Blood transfusion set-Tensile Strength ( as per IS/ISO 1135-4) | Class D
Standard Analytical Laboratory (ND) Pvt. Ltd 69, Functional Industrial Estate, Patparganj, East Delhi, Delhi Pincode: 110092 | TL/MD/2025/000017 | 05-Aug-2025 | Absorbent Cotton Gauge (IS 758), Absorbency , Freedom from Optical Whiteners, Length , Mass, pHvalue of Aqueous extract, Scouring Loss , Threads per decimeter (Ends) and (Picks), Width | Class D
Standard Analytical Laboratory (ND) Pvt. Ltd 69, Functional Industrial Estate, Patparganj, East Delhi, Delhi Pincode: 110092 | TL/MD/2025/000017 | 05-Aug-2025 | Absorbent Cotton (IS 16468), Absorbency, Extractable Coloring Matter, Ether Soluble Substances , Fluorescence, Foreign fibers, LOD, Neps, Sulphated Ash, Surface Active Substances,,Fibre Identificat | Class D
Standard Analytical Laboratory (ND) Pvt. Ltd 69, Functional Industrial Estate, Patparganj, East Delhi, Delhi Pincode: 110092 | TL/MD/2025/000017 | 05-Aug-2025 | Cotton Bandage Cloth (IS 863), Threads per decimeter (Ends) , Threads per decimeter (Picks), Width | Class D
Standard Analytical Laboratory (ND) Pvt. Ltd 69, Functional Industrial Estate, Patparganj, East Delhi, Delhi Pincode: 110092 | TL/MD/2025/000017 | 05-Aug-2025 | Cotton Crepe Bandage (IS 1100), Threads per 10cm (End), Threads per 10cm (Picks), Length Width, Dimensional Change, Scoring Lose, pH, Fibre Identification. | Class D
Standard Analytical Laboratory (ND) Pvt. Ltd 69, Functional Industrial Estate, Patparganj, East Delhi, Delhi Pincode: 110092 | TL/MD/2025/000017 | 05-Aug-2025 | Elastic Adhesive Bandage (IS 4739), Content of Zinc Oxide in the Adhesive Mass,Stretch ability, Adhesive Strength, pH, Threads per 10 cm (Warp)and (Weft), Weight of Adhesive Mass, Weight g/m2 | Class D
Standard Analytical Laboratory (ND) Pvt. Ltd 69, Functional Industrial Estate, Patparganj, East Delhi, Delhi Pincode: 110092 | TL/MD/2025/000017 | 05-Aug-2025 | Handloom Cotton Bandage Cloth and Cut Bandage (IS 863), Freedom from Optical Whitener ,Length, Mass, pH value of Aqueous extract, Scouring Loss, Threads per decimeter (Ends) and (Picks), Width | Class D
Standard Analytical Laboratory (ND) Pvt. Ltd 69, Functional Industrial Estate, Patparganj, East Delhi, Delhi Pincode: 110092 | TL/MD/2025/000017 | 05-Aug-2025 | Handloom Cotton Gauge Absorbent (IS 758), Absorbency ,Freedom from Optical Whiteners, Length, pH value of Aqueous extract, Scouring Loss , Threads per decimeter (Ends)and (Picks), Width | Class D
Standard Analytical Laboratory (ND) Pvt. Ltd 69, Functional Industrial Estate, Patparganj, East Delhi, Delhi Pincode: 110092 | TL/MD/2025/000017 | 05-Aug-2025 | Plaster of Paris bandage (IS 4738),Calcium Sulphate ,Threads/10cm (End), (Picks), Wt. per Unit area(Bandage),(Fabric), Free Moisture, Carbonate , Matter Insol.in HCL, Alkalinity, Fineness of Particle | Class D
Standard Analytical Laboratory (ND) Pvt. Ltd 69, Functional Industrial Estate, Patparganj, East Delhi, Delhi Pincode: 110092 | TL/MD/2025/000017 | 05-Aug-2025 | Rolled Bandage (IS 863), Threads per decimeter (Ends) , Threads per decimeter (Picks), Width | Class D
Star Imaging & Path Lab Pvt. Ltd. 4B/4, Tilak Nagar, West Delhi, Delhi Pincode: 110018 | TL/MD/2019/000002 | 30-Aug-2019 | Alanine Amino Transferase (ALT/SGPT) test reagents/kits | Class B
Star Imaging & Path Lab Pvt. Ltd. 4B/4, Tilak Nagar, West Delhi, Delhi Pincode: 110018 | TL/MD/2019/000002 | 30-Aug-2019 | Aspartate Amino Transferase (AST / SGOT) test reagents / kits | Class B
Star Imaging & Path Lab Pvt. Ltd. 4B/4, Tilak Nagar, West Delhi, Delhi Pincode: 110018 | TL/MD/2019/000002 | 30-Aug-2019 | Bilirubin (Total and Direct) Test Reagents / Kits | Class B
Star Imaging & Path Lab Pvt. Ltd. 4B/4, Tilak Nagar, West Delhi, Delhi Pincode: 110018 | TL/MD/2019/000002 | 30-Aug-2019 | Creatinine test reagent / kit | Class B
Star Imaging & Path Lab Pvt. Ltd. 4B/4, Tilak Nagar, West Delhi, Delhi Pincode: 110018 | TL/MD/2019/000002 | 30-Aug-2019 | Total Protein test reagents / kits | Class B
Star Imaging & Path Lab Pvt. Ltd. 4B/4, Tilak Nagar, West Delhi, Delhi Pincode: 110018 | TL/MD/2019/000002 | 30-Aug-2019 | Uric Acid Test reagents / kits | Class B
Star Imaging & Path Lab Pvt. Ltd. 4B/4, Tilak Nagar, West Delhi, Delhi Pincode: 110018 | TL/MD/2019/000002 | 30-Aug-2019 | Activated partial thromboplastin time (APTT) test reagents / kits. | Class C
Star Imaging & Path Lab Pvt. Ltd. 4B/4, Tilak Nagar, West Delhi, Delhi Pincode: 110018 | TL/MD/2019/000002 | 30-Aug-2019 | PT (Prothrombin Time) Test reagents / Kits | Class C
The South India Textile Research Association 13/37, Avinashi Road, Aerodrome post,, Coimbatore, Tamil Nadu Pincode: 641014 | TL/MD/2023/000012 | 09-Oct-2023 | Absorbent cotton wool - Cellulose wadding, non-sterilized | Class A
The South India Textile Research Association 13/37, Avinashi Road, Aerodrome post,, Coimbatore, Tamil Nadu Pincode: 641014 | TL/MD/2023/000012 | 09-Oct-2023 | Absorbent Cotton Wool, non-sterilized | Class A
The South India Textile Research Association 13/37, Avinashi Road, Aerodrome post,, Coimbatore, Tamil Nadu Pincode: 641014 | TL/MD/2023/000012 | 09-Oct-2023 | Alcohol Swabs | Class A
The South India Textile Research Association 13/37, Avinashi Road, Aerodrome post,, Coimbatore, Tamil Nadu Pincode: 641014 | TL/MD/2023/000012 | 09-Oct-2023 | Bioburden testing (Medical Devices, Medical Textiles and Protective Textiles) | Class A
The South India Textile Research Association 13/37, Avinashi Road, Aerodrome post,, Coimbatore, Tamil Nadu Pincode: 641014 | TL/MD/2023/000012 | 09-Oct-2023 | Elasticated Cohesive Bandage, non-sterilized | Class A
The South India Textile Research Association 13/37, Avinashi Road, Aerodrome post,, Coimbatore, Tamil Nadu Pincode: 641014 | TL/MD/2023/000012 | 09-Oct-2023 | Eye pad - except Sterility | Class A
The South India Textile Research Association 13/37, Avinashi Road, Aerodrome post,, Coimbatore, Tamil Nadu Pincode: 641014 | TL/MD/2023/000012 | 09-Oct-2023 | Isolation Gown (Non-Sterile) | Class A
The South India Textile Research Association 13/37, Avinashi Road, Aerodrome post,, Coimbatore, Tamil Nadu Pincode: 641014 | TL/MD/2023/000012 | 09-Oct-2023 | Operating room shoes cover-except sterility | Class A
The South India Textile Research Association 13/37, Avinashi Road, Aerodrome post,, Coimbatore, Tamil Nadu Pincode: 641014 | TL/MD/2023/000012 | 09-Oct-2023 | Plaster of Paris bandage, non-sterilized | Class A
The South India Textile Research Association 13/37, Avinashi Road, Aerodrome post,, Coimbatore, Tamil Nadu Pincode: 641014 | TL/MD/2023/000012 | 09-Oct-2023 | Public respirator (2 ply, 3 ply face mask), non-sterilized | Class A
The South India Textile Research Association 13/37, Avinashi Road, Aerodrome post,, Coimbatore, Tamil Nadu Pincode: 641014 | TL/MD/2023/000012 | 09-Oct-2023 | Stocking, Medical Support - Anti-embolic stockings for Post-operative use upto thigh medium, non-sterilized | Class A
The South India Textile Research Association 13/37, Avinashi Road, Aerodrome post,, Coimbatore, Tamil Nadu Pincode: 641014 | TL/MD/2023/000012 | 09-Oct-2023 | Stocking, Medical Support - Graduated Medical Compression Stockings, non-sterilized | Class A
The South India Textile Research Association 13/37, Avinashi Road, Aerodrome post,, Coimbatore, Tamil Nadu Pincode: 641014 | TL/MD/2023/000012 | 09-Oct-2023 | Surgical Caps- except sterility | Class A
The South India Textile Research Association 13/37, Avinashi Road, Aerodrome post,, Coimbatore, Tamil Nadu Pincode: 641014 | TL/MD/2023/000012 | 09-Oct-2023 | Surgical Dressings - Absorbent Cotton- except sterility | Class A
The South India Textile Research Association 13/37, Avinashi Road, Aerodrome post,, Coimbatore, Tamil Nadu Pincode: 641014 | TL/MD/2023/000012 | 09-Oct-2023 | Surgical Dressings - Absorbent cotton ribbon gauze, non-sterilized | Class A
The South India Textile Research Association 13/37, Avinashi Road, Aerodrome post,, Coimbatore, Tamil Nadu Pincode: 641014 | TL/MD/2023/000012 | 09-Oct-2023 | Surgical Dressings - Bandage, Triangular, Calico, non-sterilized | Class A
The South India Textile Research Association 13/37, Avinashi Road, Aerodrome post,, Coimbatore, Tamil Nadu Pincode: 641014 | TL/MD/2023/000012 | 09-Oct-2023 | Surgical Dressings-Dressing pad, non-sterilized | Class A
The South India Textile Research Association 13/37, Avinashi Road, Aerodrome post,, Coimbatore, Tamil Nadu Pincode: 641014 | TL/MD/2023/000012 | 09-Oct-2023 | Surgical Dressings - First aid dressings - except Sterility | Class A
The South India Textile Research Association 13/37, Avinashi Road, Aerodrome post,, Coimbatore, Tamil Nadu Pincode: 641014 | TL/MD/2023/000012 | 09-Oct-2023 | Surgical Dressings - Handloom Cotton Bandage Cloth, Non-Sterilized | Class A
The South India Textile Research Association 13/37, Avinashi Road, Aerodrome post,, Coimbatore, Tamil Nadu Pincode: 641014 | TL/MD/2023/000012 | 09-Oct-2023 | Surgical Dressings - Knitted viscose primary dressings - except Sterility | Class A
The South India Textile Research Association 13/37, Avinashi Road, Aerodrome post,, Coimbatore, Tamil Nadu Pincode: 641014 | TL/MD/2023/000012 | 09-Oct-2023 | Surgical Dressings - Open Weave Bandages, non-sterilized | Class A
The South India Textile Research Association 13/37, Avinashi Road, Aerodrome post,, Coimbatore, Tamil Nadu Pincode: 641014 | TL/MD/2023/000012 | 09-Oct-2023 | Surgical gown (Non-Sterile) | Class A
The South India Textile Research Association 13/37, Avinashi Road, Aerodrome post,, Coimbatore, Tamil Nadu Pincode: 641014 | TL/MD/2023/000012 | 09-Oct-2023 | Bioburden testing (Medical Devices, Medical Textiles and Protective Textiles) | Class B
The South India Textile Research Association 13/37, Avinashi Road, Aerodrome post,, Coimbatore, Tamil Nadu Pincode: 641014 | TL/MD/2023/000012 | 09-Oct-2023 | Isolation Gown (Sterile)- except sterility | Class B
The South India Textile Research Association 13/37, Avinashi Road, Aerodrome post,, Coimbatore, Tamil Nadu Pincode: 641014 | TL/MD/2023/000012 | 09-Oct-2023 | Personnel Protective Equipment-facemask- except sterility | Class B
The South India Textile Research Association 13/37, Avinashi Road, Aerodrome post,, Coimbatore, Tamil Nadu Pincode: 641014 | TL/MD/2023/000012 | 09-Oct-2023 | Sterile drapes- except sterility | Class B
The South India Textile Research Association 13/37, Avinashi Road, Aerodrome post,, Coimbatore, Tamil Nadu Pincode: 641014 | TL/MD/2023/000012 | 09-Oct-2023 | Surgical Dressings - Paraffin gauze dressings - except Sterility | Class B
The South India Textile Research Association 13/37, Avinashi Road, Aerodrome post,, Coimbatore, Tamil Nadu Pincode: 641014 | TL/MD/2023/000012 | 09-Oct-2023 | Surgical gown ( Sterile)- except sterility | Class B
The South India Textile Research Association 13/37, Avinashi Road, Aerodrome post,, Coimbatore, Tamil Nadu Pincode: 641014 | TL/MD/2023/000012 | 09-Oct-2023 | Chlorhexidine gauze dressing - except Sterility | Class C
The South India Textile Research Association 13/37, Avinashi Road, Aerodrome post,, Coimbatore, Tamil Nadu Pincode: 641014 | TL/MD/2023/000012 | 09-Oct-2023 | Povidone-iodine ointment-based knitted dressing - except Sterility | Class C
TRUSTIN ANALYTICAL SOLUTIONS PRIVATE LIMITED R K COMPLEX, FIRST FLOOR, PLOT NO -303/B, BLOCK-B, THIRUNEERMALAI ROAD, PARVATHY PURAM, CHROMPET, CHENNAI, Kanchipuram, Tamil Nadu Pincode: 600044 | TL/MD/2020/000002 | 02-Mar-2020 | Catheters (Sterility, Bioburden and BET as per ISO 11737-1 and 2, USP 42, EP 9.0, IP 2018 , BP 2018) | Class A
TRUSTIN ANALYTICAL SOLUTIONS PRIVATE LIMITED R K COMPLEX, FIRST FLOOR, PLOT NO -303/B, BLOCK-B, THIRUNEERMALAI ROAD, PARVATHY PURAM, CHROMPET, CHENNAI, Kanchipuram, Tamil Nadu Pincode: 600044 | TL/MD/2020/000002 | 02-Mar-2020 | Disposable Perfusion sets (Physical testing , Sterility, Bioburden and BET as per ISO 1135-Part 4, IS 9824-3, ISO 11737-1 and 2, USP 42, EP 9.0, IP 2018, BP 2018) | Class A
TRUSTIN ANALYTICAL SOLUTIONS PRIVATE LIMITED R K COMPLEX, FIRST FLOOR, PLOT NO -303/B, BLOCK-B, THIRUNEERMALAI ROAD, PARVATHY PURAM, CHROMPET, CHENNAI, Kanchipuram, Tamil Nadu Pincode: 600044 | TL/MD/2020/000002 | 02-Mar-2020 | Surgical Dressings ( Sterility , Bioburden , BET as per IS 758, IS 1954, ISO 11737-1 and 2, IP 2018, USP 42, BP 2018 and EN 9.0) | Class A
TRUSTIN ANALYTICAL SOLUTIONS PRIVATE LIMITED R K COMPLEX, FIRST FLOOR, PLOT NO -303/B, BLOCK-B, THIRUNEERMALAI ROAD, PARVATHY PURAM, CHROMPET, CHENNAI, Kanchipuram, Tamil Nadu Pincode: 600044 | TL/MD/2020/000002 | 02-Mar-2020 | Surgical Sutures (Physical parameters, Sterility and BET as per ISO 11737-2, USP 42, EP 9.0, IP 2018, BP 2018) | Class A
TRUSTIN ANALYTICAL SOLUTIONS PRIVATE LIMITED R K COMPLEX, FIRST FLOOR, PLOT NO -303/B, BLOCK-B, THIRUNEERMALAI ROAD, PARVATHY PURAM, CHROMPET, CHENNAI, Kanchipuram, Tamil Nadu Pincode: 600044 | TL/MD/2020/000002 | 02-Mar-2020 | Catheters (Sterility, Bioburden and BET as per ISO 11737-1 and 2, USP 42, EP 9.0, IP 2018 , BP 2018) | Class B
TRUSTIN ANALYTICAL SOLUTIONS PRIVATE LIMITED R K COMPLEX, FIRST FLOOR, PLOT NO -303/B, BLOCK-B, THIRUNEERMALAI ROAD, PARVATHY PURAM, CHROMPET, CHENNAI, Kanchipuram, Tamil Nadu Pincode: 600044 | TL/MD/2020/000002 | 02-Mar-2020 | Disinfectant ( Sterility and Antimicrobial activities as per ISO 11737-1 and 2, USP 42, EP 9.0, IP 2018, BP 2018) | Class B
TRUSTIN ANALYTICAL SOLUTIONS PRIVATE LIMITED R K COMPLEX, FIRST FLOOR, PLOT NO -303/B, BLOCK-B, THIRUNEERMALAI ROAD, PARVATHY PURAM, CHROMPET, CHENNAI, Kanchipuram, Tamil Nadu Pincode: 600044 | TL/MD/2020/000002 | 02-Mar-2020 | Disposable Hypodermic Needles (Sterility, Bioburden and BET as per ISO 11737-1 and 2, USP 42, EP 9.0, IP 2018 , BP 2018) | Class B
TRUSTIN ANALYTICAL SOLUTIONS PRIVATE LIMITED R K COMPLEX, FIRST FLOOR, PLOT NO -303/B, BLOCK-B, THIRUNEERMALAI ROAD, PARVATHY PURAM, CHROMPET, CHENNAI, Kanchipuram, Tamil Nadu Pincode: 600044 | TL/MD/2020/000002 | 02-Mar-2020 | Disposable Hypodermic Syringes (Sterility and BET as per ISO 11737-2, USP 42, EP 9.0, IP 2018 , BP 2018) | Class B
TRUSTIN ANALYTICAL SOLUTIONS PRIVATE LIMITED R K COMPLEX, FIRST FLOOR, PLOT NO -303/B, BLOCK-B, THIRUNEERMALAI ROAD, PARVATHY PURAM, CHROMPET, CHENNAI, Kanchipuram, Tamil Nadu Pincode: 600044 | TL/MD/2020/000002 | 02-Mar-2020 | Disposable Perfusion sets (Physical testing , Sterility, Bioburden and BET as per ISO 1135-Part 4, IS 9824-3, ISO 11737-1 and 2, USP 42, EP 9.0, IP 2018, BP 2018) | Class B
TRUSTIN ANALYTICAL SOLUTIONS PRIVATE LIMITED R K COMPLEX, FIRST FLOOR, PLOT NO -303/B, BLOCK-B, THIRUNEERMALAI ROAD, PARVATHY PURAM, CHROMPET, CHENNAI, Kanchipuram, Tamil Nadu Pincode: 600044 | TL/MD/2020/000002 | 02-Mar-2020 | Intraocular Lenses (Sterility, Bioburden, BET and Pathogen identification as per ISO 11737 - Part 1 and 2, USP 42, EP 9.0, IP 2018, BP 2018) | Class B
TRUSTIN ANALYTICAL SOLUTIONS PRIVATE LIMITED R K COMPLEX, FIRST FLOOR, PLOT NO -303/B, BLOCK-B, THIRUNEERMALAI ROAD, PARVATHY PURAM, CHROMPET, CHENNAI, Kanchipuram, Tamil Nadu Pincode: 600044 | TL/MD/2020/000002 | 02-Mar-2020 | IV Cannulae (Sterility, Bioburden, Pathogen identification as per ISO 11737-1 and 2, USP 42, EP 9.0, IP 2018 , BP 2018) | Class B
TRUSTIN ANALYTICAL SOLUTIONS PRIVATE LIMITED R K COMPLEX, FIRST FLOOR, PLOT NO -303/B, BLOCK-B, THIRUNEERMALAI ROAD, PARVATHY PURAM, CHROMPET, CHENNAI, Kanchipuram, Tamil Nadu Pincode: 600044 | TL/MD/2020/000002 | 02-Mar-2020 | Surgical Dressings ( Sterility , Bioburden , BET as per IS 758, IS 1954, ISO 11737-1 and 2, IP 2018, USP 42, BP 2018 and EN 9.0) | Class B
TRUSTIN ANALYTICAL SOLUTIONS PRIVATE LIMITED R K COMPLEX, FIRST FLOOR, PLOT NO -303/B, BLOCK-B, THIRUNEERMALAI ROAD, PARVATHY PURAM, CHROMPET, CHENNAI, Kanchipuram, Tamil Nadu Pincode: 600044 | TL/MD/2020/000002 | 02-Mar-2020 | Surgical Sutures (Physical parameters, Sterility and BET as per ISO 11737-2, USP 42, EP 9.0, IP 2018, BP 2018) | Class B
TRUSTIN ANALYTICAL SOLUTIONS PRIVATE LIMITED R K COMPLEX, FIRST FLOOR, PLOT NO -303/B, BLOCK-B, THIRUNEERMALAI ROAD, PARVATHY PURAM, CHROMPET, CHENNAI, Kanchipuram, Tamil Nadu Pincode: 600044 | TL/MD/2020/000002 | 02-Mar-2020 | Blood bags with and without anticoagulant solutions (Mechanical, Sterility and BET as per ISO 3826, IS 15102, ISO 11737-2, USP 42, EP 9.0, IP 2018, BP 2018) | Class C
TRUSTIN ANALYTICAL SOLUTIONS PRIVATE LIMITED R K COMPLEX, FIRST FLOOR, PLOT NO -303/B, BLOCK-B, THIRUNEERMALAI ROAD, PARVATHY PURAM, CHROMPET, CHENNAI, Kanchipuram, Tamil Nadu Pincode: 600044 | TL/MD/2020/000002 | 02-Mar-2020 | Cardiac Stents ( Sterility test as per ISO 11737-2, USP 42, EP 9.0, IP 2018, BP 2018) | Class C
TRUSTIN ANALYTICAL SOLUTIONS PRIVATE LIMITED R K COMPLEX, FIRST FLOOR, PLOT NO -303/B, BLOCK-B, THIRUNEERMALAI ROAD, PARVATHY PURAM, CHROMPET, CHENNAI, Kanchipuram, Tamil Nadu Pincode: 600044 | TL/MD/2020/000002 | 02-Mar-2020 | Catheters (Sterility, Bioburden and BET as per ISO 11737-1 and 2, USP 42, EP 9.0, IP 2018 , BP 2018) | Class C
TRUSTIN ANALYTICAL SOLUTIONS PRIVATE LIMITED R K COMPLEX, FIRST FLOOR, PLOT NO -303/B, BLOCK-B, THIRUNEERMALAI ROAD, PARVATHY PURAM, CHROMPET, CHENNAI, Kanchipuram, Tamil Nadu Pincode: 600044 | TL/MD/2020/000002 | 02-Mar-2020 | Contraceptives (Condoms - Male/Female Condoms) (Mechanical parameters, Bioburden and Pathogens as per ISO 4074-2015, WHOUNAIDS2010, ISO25841-2017, WHOUNAIDS2012, Schedule R, ISO11737-1, IP 2018, USP42 | Class C
TRUSTIN ANALYTICAL SOLUTIONS PRIVATE LIMITED R K COMPLEX, FIRST FLOOR, PLOT NO -303/B, BLOCK-B, THIRUNEERMALAI ROAD, PARVATHY PURAM, CHROMPET, CHENNAI, Kanchipuram, Tamil Nadu Pincode: 600044 | TL/MD/2020/000002 | 02-Mar-2020 | Disposable Hypodermic Needles (Sterility, Bioburden and BET as per ISO 11737-1 and 2, USP 42, EP 9.0, IP 2018 , BP 2018) | Class C
TRUSTIN ANALYTICAL SOLUTIONS PRIVATE LIMITED R K COMPLEX, FIRST FLOOR, PLOT NO -303/B, BLOCK-B, THIRUNEERMALAI ROAD, PARVATHY PURAM, CHROMPET, CHENNAI, Kanchipuram, Tamil Nadu Pincode: 600044 | TL/MD/2020/000002 | 02-Mar-2020 | Disposable Hypodermic Syringes (Sterility and BET as per ISO 11737-2, USP 42, EP 9.0, IP 2018 , BP 2018) | Class C
TRUSTIN ANALYTICAL SOLUTIONS PRIVATE LIMITED R K COMPLEX, FIRST FLOOR, PLOT NO -303/B, BLOCK-B, THIRUNEERMALAI ROAD, PARVATHY PURAM, CHROMPET, CHENNAI, Kanchipuram, Tamil Nadu Pincode: 600044 | TL/MD/2020/000002 | 02-Mar-2020 | Disposable Perfusion sets (Physical testing , Sterility, Bioburden and BET as per ISO 1135-Part 4, IS 9824-3, ISO 11737-1 and 2, USP 42, EP 9.0, IP 2018, BP 2018) | Class C
TRUSTIN ANALYTICAL SOLUTIONS PRIVATE LIMITED R K COMPLEX, FIRST FLOOR, PLOT NO -303/B, BLOCK-B, THIRUNEERMALAI ROAD, PARVATHY PURAM, CHROMPET, CHENNAI, Kanchipuram, Tamil Nadu Pincode: 600044 | TL/MD/2020/000002 | 02-Mar-2020 | Internal Prosthetic Replacements (Sterility test as per ISO 11737-2, USP 42, EP 9.0, IP 2018, BP 2018) | Class C
TRUSTIN ANALYTICAL SOLUTIONS PRIVATE LIMITED R K COMPLEX, FIRST FLOOR, PLOT NO -303/B, BLOCK-B, THIRUNEERMALAI ROAD, PARVATHY PURAM, CHROMPET, CHENNAI, Kanchipuram, Tamil Nadu Pincode: 600044 | TL/MD/2020/000002 | 02-Mar-2020 | Intraocular Lenses (Sterility, Bioburden, BET and Pathogen identification as per ISO 11737 - Part 1 and 2, USP 42, EP 9.0, IP 2018, BP 2018) | Class C
TRUSTIN ANALYTICAL SOLUTIONS PRIVATE LIMITED R K COMPLEX, FIRST FLOOR, PLOT NO -303/B, BLOCK-B, THIRUNEERMALAI ROAD, PARVATHY PURAM, CHROMPET, CHENNAI, Kanchipuram, Tamil Nadu Pincode: 600044 | TL/MD/2020/000002 | 02-Mar-2020 | Orthopaedic Implants ( (Sterility, Bioburden and BET as per ISO 11737-1 and 2, USP 42, EP 9.0, IP 2018 , BP 2018) | Class C
TRUSTIN ANALYTICAL SOLUTIONS PRIVATE LIMITED R K COMPLEX, FIRST FLOOR, PLOT NO -303/B, BLOCK-B, THIRUNEERMALAI ROAD, PARVATHY PURAM, CHROMPET, CHENNAI, Kanchipuram, Tamil Nadu Pincode: 600044 | TL/MD/2020/000002 | 02-Mar-2020 | Surgical Dressings ( Sterility , Bioburden , BET as per IS 758, IS 1954, ISO 11737-1 and 2, IP 2018, USP 42, BP 2018 and EN 9.0) | Class C
TRUSTIN ANALYTICAL SOLUTIONS PRIVATE LIMITED R K COMPLEX, FIRST FLOOR, PLOT NO -303/B, BLOCK-B, THIRUNEERMALAI ROAD, PARVATHY PURAM, CHROMPET, CHENNAI, Kanchipuram, Tamil Nadu Pincode: 600044 | TL/MD/2020/000002 | 02-Mar-2020 | Surgical Sutures (Physical parameters, Sterility and BET as per ISO 11737-2, USP 42, EP 9.0, IP 2018, BP 2018) | Class C
TRUSTIN ANALYTICAL SOLUTIONS PRIVATE LIMITED R K COMPLEX, FIRST FLOOR, PLOT NO -303/B, BLOCK-B, THIRUNEERMALAI ROAD, PARVATHY PURAM, CHROMPET, CHENNAI, Kanchipuram, Tamil Nadu Pincode: 600044 | TL/MD/2020/000002 | 02-Mar-2020 | Cardiac Stents ( Sterility test as per ISO 11737-2, USP 42, EP 9.0, IP 2018, BP 2018) | Class D
TRUSTIN ANALYTICAL SOLUTIONS PRIVATE LIMITED R K COMPLEX, FIRST FLOOR, PLOT NO -303/B, BLOCK-B, THIRUNEERMALAI ROAD, PARVATHY PURAM, CHROMPET, CHENNAI, Kanchipuram, Tamil Nadu Pincode: 600044 | TL/MD/2020/000002 | 02-Mar-2020 | Catheters (Sterility, Bioburden and BET as per ISO 11737-1 and 2, USP 42, EP 9.0, IP 2018 , BP 2018) | Class D
TRUSTIN ANALYTICAL SOLUTIONS PRIVATE LIMITED R K COMPLEX, FIRST FLOOR, PLOT NO -303/B, BLOCK-B, THIRUNEERMALAI ROAD, PARVATHY PURAM, CHROMPET, CHENNAI, Kanchipuram, Tamil Nadu Pincode: 600044 | TL/MD/2020/000002 | 02-Mar-2020 | Contraceptives (CuT) (Mechanical parameters, Sterility, Bioburden as per WHO UNFPA 2016, ISO 7439, ISO 11737-1 and 2, IP 2018, USP 42, BP 2018, EP 9.0) | Class D
TRUSTIN ANALYTICAL SOLUTIONS PRIVATE LIMITED R K COMPLEX, FIRST FLOOR, PLOT NO -303/B, BLOCK-B, THIRUNEERMALAI ROAD, PARVATHY PURAM, CHROMPET, CHENNAI, Kanchipuram, Tamil Nadu Pincode: 600044 | TL/MD/2020/000002 | 02-Mar-2020 | Contraceptives (Tubal Ring)(Mechanical parameters and Sterility as per IS 13009-2000, ISO 11737-2, USP 42, EP 9.0, IP 2018 , BP 2018) | Class D
TRUSTIN ANALYTICAL SOLUTIONS PRIVATE LIMITED R K COMPLEX, FIRST FLOOR, PLOT NO -303/B, BLOCK-B, THIRUNEERMALAI ROAD, PARVATHY PURAM, CHROMPET, CHENNAI, Kanchipuram, Tamil Nadu Pincode: 600044 | TL/MD/2020/000002 | 02-Mar-2020 | Heart Valves (Sterility test as per ISO 11737-2, USP 42, EP 9.0, IP 2018, BP 2018) | Class D
TRUSTIN ANALYTICAL SOLUTIONS PRIVATE LIMITED R K COMPLEX, FIRST FLOOR, PLOT NO -303/B, BLOCK-B, THIRUNEERMALAI ROAD, PARVATHY PURAM, CHROMPET, CHENNAI, Kanchipuram, Tamil Nadu Pincode: 600044 | TL/MD/2020/000002 | 02-Mar-2020 | Internal Prosthetic Replacements (Sterility test as per ISO 11737-2, USP 42, EP 9.0, IP 2018, BP 2018) | Class D
TRUSTIN ANALYTICAL SOLUTIONS PRIVATE LIMITED R K COMPLEX, FIRST FLOOR, PLOT NO -303/B, BLOCK-B, THIRUNEERMALAI ROAD, PARVATHY PURAM, CHROMPET, CHENNAI, Kanchipuram, Tamil Nadu Pincode: 600044 | TL/MD/2020/000002 | 02-Mar-2020 | Orthopaedic Implants ( (Sterility, Bioburden and BET as per ISO 11737-1 and 2, USP 42, EP 9.0, IP 2018 , BP 2018) | Class D
TRUSTIN ANALYTICAL SOLUTIONS PRIVATE LIMITED R K COMPLEX, FIRST FLOOR, PLOT NO -303/B, BLOCK-B, THIRUNEERMALAI ROAD, PARVATHY PURAM, CHROMPET, CHENNAI, Kanchipuram, Tamil Nadu Pincode: 600044 | TL/MD/2020/000002 | 02-Mar-2020 | Surgical Dressings ( Sterility , Bioburden , BET as per IS 758, IS 1954, ISO 11737-1 and 2, IP 2018, USP 42, BP 2018 and EN 9.0) | Class D
TRUSTIN ANALYTICAL SOLUTIONS PRIVATE LIMITED R K COMPLEX, FIRST FLOOR, PLOT NO -303/B, BLOCK-B, THIRUNEERMALAI ROAD, PARVATHY PURAM, CHROMPET, CHENNAI, Kanchipuram, Tamil Nadu Pincode: 600044 | TL/MD/2023/000006 | 05-Jun-2023 | Latex medical examination glove | Class A
TRUSTIN ANALYTICAL SOLUTIONS PRIVATE LIMITED R K COMPLEX, FIRST FLOOR, PLOT NO -303/B, BLOCK-B, THIRUNEERMALAI ROAD, PARVATHY PURAM, CHROMPET, CHENNAI, Kanchipuram, Tamil Nadu Pincode: 600044 | TL/MD/2023/000006 | 05-Jun-2023 | Non-latex medical examination glove | Class A
TRUSTIN ANALYTICAL SOLUTIONS PRIVATE LIMITED R K COMPLEX, FIRST FLOOR, PLOT NO -303/B, BLOCK-B, THIRUNEERMALAI ROAD, PARVATHY PURAM, CHROMPET, CHENNAI, Kanchipuram, Tamil Nadu Pincode: 600044 | TL/MD/2023/000006 | 05-Jun-2023 | Non-latex surgical glove | Class A
TRUSTIN ANALYTICAL SOLUTIONS PRIVATE LIMITED R K COMPLEX, FIRST FLOOR, PLOT NO -303/B, BLOCK-B, THIRUNEERMALAI ROAD, PARVATHY PURAM, CHROMPET, CHENNAI, Kanchipuram, Tamil Nadu Pincode: 600044 | TL/MD/2023/000006 | 05-Jun-2023 | Non powdered surgeons glove | Class A
TRUSTIN ANALYTICAL SOLUTIONS PRIVATE LIMITED R K COMPLEX, FIRST FLOOR, PLOT NO -303/B, BLOCK-B, THIRUNEERMALAI ROAD, PARVATHY PURAM, CHROMPET, CHENNAI, Kanchipuram, Tamil Nadu Pincode: 600044 | TL/MD/2023/000006 | 05-Jun-2023 | Non-Sterile Surgical Gloves | Class A
TRUSTIN ANALYTICAL SOLUTIONS PRIVATE LIMITED R K COMPLEX, FIRST FLOOR, PLOT NO -303/B, BLOCK-B, THIRUNEERMALAI ROAD, PARVATHY PURAM, CHROMPET, CHENNAI, Kanchipuram, Tamil Nadu Pincode: 600044 | TL/MD/2023/000006 | 05-Jun-2023 | Gynaecological Gloves | Class B
TRUSTIN ANALYTICAL SOLUTIONS PRIVATE LIMITED R K COMPLEX, FIRST FLOOR, PLOT NO -303/B, BLOCK-B, THIRUNEERMALAI ROAD, PARVATHY PURAM, CHROMPET, CHENNAI, Kanchipuram, Tamil Nadu Pincode: 600044 | TL/MD/2023/000006 | 05-Jun-2023 | Nitrile Gloves | Class B
TRUSTIN ANALYTICAL SOLUTIONS PRIVATE LIMITED R K COMPLEX, FIRST FLOOR, PLOT NO -303/B, BLOCK-B, THIRUNEERMALAI ROAD, PARVATHY PURAM, CHROMPET, CHENNAI, Kanchipuram, Tamil Nadu Pincode: 600044 | TL/MD/2023/000006 | 05-Jun-2023 | Non powdered surgeons glove | Class B
TRUSTIN ANALYTICAL SOLUTIONS PRIVATE LIMITED R K COMPLEX, FIRST FLOOR, PLOT NO -303/B, BLOCK-B, THIRUNEERMALAI ROAD, PARVATHY PURAM, CHROMPET, CHENNAI, Kanchipuram, Tamil Nadu Pincode: 600044 | TL/MD/2023/000006 | 05-Jun-2023 | Sterile Examination Gloves | Class B
TRUSTIN ANALYTICAL SOLUTIONS PRIVATE LIMITED R K COMPLEX, FIRST FLOOR, PLOT NO -303/B, BLOCK-B, THIRUNEERMALAI ROAD, PARVATHY PURAM, CHROMPET, CHENNAI, Kanchipuram, Tamil Nadu Pincode: 600044 | TL/MD/2023/000006 | 05-Jun-2023 | Surgical/Examination Gloves | Class B
TRUSTIN ANALYTICAL SOLUTIONS PRIVATE LIMITED R K COMPLEX, FIRST FLOOR, PLOT NO -303/B, BLOCK-B, THIRUNEERMALAI ROAD, PARVATHY PURAM, CHROMPET, CHENNAI, Kanchipuram, Tamil Nadu Pincode: 600044 | TL/MD/2023/000006 | 05-Jun-2023 | Surgical Gloves | Class B
TUV Rheinland (India) Pvt. Ltd Survey No 480/2, AMTZ Campus, Nadupuru Village,Pedagantyada Mandal, Pragati Maidan, VM Steel Project S.O.Visakapatnam, Andhra pradesh, Visakhapatnam, Andhra Pradesh Pincode: 530031 | TL/MD/2022/000007 | 29-Aug-2022 | Bioburden Testing (Disposable Hypodermic Needles, Surgical Dressings, Medical Textile) | Class A
TUV Rheinland (India) Pvt. Ltd Survey No 480/2, AMTZ Campus, Nadupuru Village,Pedagantyada Mandal, Pragati Maidan, VM Steel Project S.O.Visakapatnam, Andhra pradesh, Visakhapatnam, Andhra Pradesh Pincode: 530031 | TL/MD/2022/000007 | 29-Aug-2022 | Electrical Safety Testing - Pulse Oximeter, Oxygen Concentrator, Electrocardiograph | Class A
TUV Rheinland (India) Pvt. Ltd Survey No 480/2, AMTZ Campus, Nadupuru Village,Pedagantyada Mandal, Pragati Maidan, VM Steel Project S.O.Visakapatnam, Andhra pradesh, Visakhapatnam, Andhra Pradesh Pincode: 530031 | TL/MD/2022/000007 | 29-Aug-2022 | Electro Magnetic Interference and Electro Magnetic Compatibility (EMI/EMC) - Electro Medical Equipments | Class A
TUV Rheinland (India) Pvt. Ltd Survey No 480/2, AMTZ Campus, Nadupuru Village,Pedagantyada Mandal, Pragati Maidan, VM Steel Project S.O.Visakapatnam, Andhra pradesh, Visakhapatnam, Andhra Pradesh Pincode: 530031 | TL/MD/2022/000007 | 29-Aug-2022 | In - Vitro Cytotoxicity Test (Disposable Hypodermic Needles, Surgical Dressings, Medical Textile) | Class A
TUV Rheinland (India) Pvt. Ltd Survey No 480/2, AMTZ Campus, Nadupuru Village,Pedagantyada Mandal, Pragati Maidan, VM Steel Project S.O.Visakapatnam, Andhra pradesh, Visakhapatnam, Andhra Pradesh Pincode: 530031 | TL/MD/2022/000007 | 29-Aug-2022 | Medical Electrical Equipments- IEC/EN 60601-1/IS 13450 (Part 1) | Class A
TUV Rheinland (India) Pvt. Ltd Survey No 480/2, AMTZ Campus, Nadupuru Village,Pedagantyada Mandal, Pragati Maidan, VM Steel Project S.O.Visakapatnam, Andhra pradesh, Visakhapatnam, Andhra Pradesh Pincode: 530031 | TL/MD/2022/000007 | 29-Aug-2022 | Personal Protectives (Coverall, Surgical Masks, Filter type Particulate Matter Respirator, Medical Textile, Face Mask, Surgical Gowns and Surgical Drapes) | Class A
TUV Rheinland (India) Pvt. Ltd Survey No 480/2, AMTZ Campus, Nadupuru Village,Pedagantyada Mandal, Pragati Maidan, VM Steel Project S.O.Visakapatnam, Andhra pradesh, Visakhapatnam, Andhra Pradesh Pincode: 530031 | TL/MD/2022/000007 | 29-Aug-2022 | Bioburden Testing (Disposable Hypodermic Needles, Surgical Dressings, Medical Textile) | Class B
TUV Rheinland (India) Pvt. Ltd Survey No 480/2, AMTZ Campus, Nadupuru Village,Pedagantyada Mandal, Pragati Maidan, VM Steel Project S.O.Visakapatnam, Andhra pradesh, Visakhapatnam, Andhra Pradesh Pincode: 530031 | TL/MD/2022/000007 | 29-Aug-2022 | Electrical Safety Testing - Pulse Oximeter, Oxygen Concentrator, Electrocardiograph | Class B
TUV Rheinland (India) Pvt. Ltd Survey No 480/2, AMTZ Campus, Nadupuru Village,Pedagantyada Mandal, Pragati Maidan, VM Steel Project S.O.Visakapatnam, Andhra pradesh, Visakhapatnam, Andhra Pradesh Pincode: 530031 | TL/MD/2022/000007 | 29-Aug-2022 | Electro Magnetic Interference and Electro Magnetic Compatibility (EMI/EMC) - Electro Medical Equipments | Class B
TUV Rheinland (India) Pvt. Ltd Survey No 480/2, AMTZ Campus, Nadupuru Village,Pedagantyada Mandal, Pragati Maidan, VM Steel Project S.O.Visakapatnam, Andhra pradesh, Visakhapatnam, Andhra Pradesh Pincode: 530031 | TL/MD/2022/000007 | 29-Aug-2022 | In - Vitro Cytotoxicity Test (Disposable Hypodermic Needles, Surgical Dressings, Medical Textile) | Class B
TUV Rheinland (India) Pvt. Ltd Survey No 480/2, AMTZ Campus, Nadupuru Village,Pedagantyada Mandal, Pragati Maidan, VM Steel Project S.O.Visakapatnam, Andhra pradesh, Visakhapatnam, Andhra Pradesh Pincode: 530031 | TL/MD/2022/000007 | 29-Aug-2022 | Medical Electrical Equipments- IEC/EN 60601-1/IS 13450 (Part 1) | Class B
TUV Rheinland (India) Pvt. Ltd Survey No 480/2, AMTZ Campus, Nadupuru Village,Pedagantyada Mandal, Pragati Maidan, VM Steel Project S.O.Visakapatnam, Andhra pradesh, Visakhapatnam, Andhra Pradesh Pincode: 530031 | TL/MD/2022/000007 | 29-Aug-2022 | Personal Protectives (Coverall, Surgical Masks, Filter type Particulate Matter Respirator, Medical Textile, Face Mask, Surgical Gowns and Surgical Drapes) | Class B
TUV Rheinland (India) Pvt. Ltd Survey No 480/2, AMTZ Campus, Nadupuru Village,Pedagantyada Mandal, Pragati Maidan, VM Steel Project S.O.Visakapatnam, Andhra pradesh, Visakhapatnam, Andhra Pradesh Pincode: 530031 | TL/MD/2022/000007 | 29-Aug-2022 | Electrical Safety Testing - Pulse Oximeter, Oxygen Concentrator, Electrocardiograph | Class C
TUV Rheinland (India) Pvt. Ltd Survey No 480/2, AMTZ Campus, Nadupuru Village,Pedagantyada Mandal, Pragati Maidan, VM Steel Project S.O.Visakapatnam, Andhra pradesh, Visakhapatnam, Andhra Pradesh Pincode: 530031 | TL/MD/2022/000007 | 29-Aug-2022 | Electro Magnetic Interference and Electro Magnetic Compatibility (EMI/EMC) - Electro Medical Equipments | Class C
TUV Rheinland (India) Pvt. Ltd Survey No 480/2, AMTZ Campus, Nadupuru Village,Pedagantyada Mandal, Pragati Maidan, VM Steel Project S.O.Visakapatnam, Andhra pradesh, Visakhapatnam, Andhra Pradesh Pincode: 530031 | TL/MD/2022/000007 | 29-Aug-2022 | Medical Electrical Equipments- IEC/EN 60601-1/IS 13450 (Part 1) | Class C
VARDAN ENVIROLAB PLOT NO 82A SECTOR - 5 HSIIDC IMT MANESAR , Gurgaon, Haryana Pincode: 122051 | TL/MD/2023/000009 | 26-Jun-2023 | (Medical Device) Bacterial Endotoxin | Class A
VARDAN ENVIROLAB PLOT NO 82A SECTOR - 5 HSIIDC IMT MANESAR , Gurgaon, Haryana Pincode: 122051 | TL/MD/2023/000009 | 26-Jun-2023 | (Medical Device) Sterility | Class A
VARDAN ENVIROLAB PLOT NO 82A SECTOR - 5 HSIIDC IMT MANESAR , Gurgaon, Haryana Pincode: 122051 | TL/MD/2023/000009 | 26-Jun-2023 | (Medical Device) Bacterial Endotoxin | Class B
VARDAN ENVIROLAB PLOT NO 82A SECTOR - 5 HSIIDC IMT MANESAR , Gurgaon, Haryana Pincode: 122051 | TL/MD/2023/000009 | 26-Jun-2023 | (Medical Device) Sterility | Class B
VARDAN ENVIROLAB PLOT NO 82A SECTOR - 5 HSIIDC IMT MANESAR , Gurgaon, Haryana Pincode: 122051 | TL/MD/2023/000009 | 26-Jun-2023 | (Medical Device) Bacterial Endotoxin | Class C
VARDAN ENVIROLAB PLOT NO 82A SECTOR - 5 HSIIDC IMT MANESAR , Gurgaon, Haryana Pincode: 122051 | TL/MD/2023/000009 | 26-Jun-2023 | (Medical Device) Sterility | Class C
VARDAN ENVIROLAB PLOT NO 82A SECTOR - 5 HSIIDC IMT MANESAR , Gurgaon, Haryana Pincode: 122051 | TL/MD/2023/000009 | 26-Jun-2023 | (Medical Device) Bacterial Endotoxin | Class D
VARDAN ENVIROLAB PLOT NO 82A SECTOR - 5 HSIIDC IMT MANESAR , Gurgaon, Haryana Pincode: 122051 | TL/MD/2023/000009 | 26-Jun-2023 | (Medical Device) Sterility | Class D
Vibronics Lab Private Limited GROUND FLOOR,PART-1, PLOT NUMBER 169, SEC.-57, PHASE-4, HSIIDC, KUNDLI, SONIPAT, HARYANA, INDIA, Sonipat, Haryana Pincode: 131028 | TL/MD/2024/000023 | 13-Dec-2024 | Titanium and SS intramedullary fixation devices (Fatigue Bending Test as per ASTM F 1264) | Class C
Vibronics Lab Private Limited GROUND FLOOR,PART-1, PLOT NUMBER 169, SEC.-57, PHASE-4, HSIIDC, KUNDLI, SONIPAT, HARYANA, INDIA, Sonipat, Haryana Pincode: 131028 | TL/MD/2024/000023 | 13-Dec-2024 | Titanium and SS intramedullary fixation devices (Four Point Bending Test as per ASTM F 1264) | Class C
Vibronics Lab Private Limited GROUND FLOOR,PART-1, PLOT NUMBER 169, SEC.-57, PHASE-4, HSIIDC, KUNDLI, SONIPAT, HARYANA, INDIA, Sonipat, Haryana Pincode: 131028 | TL/MD/2024/000023 | 13-Dec-2024 | Titanium and SS intramedullary fixation devices (Static Torsional Test as per ASTM F 1264) | Class C
Vibronics Lab Private Limited GROUND FLOOR,PART-1, PLOT NUMBER 169, SEC.-57, PHASE-4, HSIIDC, KUNDLI, SONIPAT, HARYANA, INDIA, Sonipat, Haryana Pincode: 131028 | TL/MD/2024/000023 | 13-Dec-2024 | Titanium and SS Metallic angled orthopedic fracture fixation devices (Fatigue Bending test as per ASTM F 384) | Class C
Vibronics Lab Private Limited GROUND FLOOR,PART-1, PLOT NUMBER 169, SEC.-57, PHASE-4, HSIIDC, KUNDLI, SONIPAT, HARYANA, INDIA, Sonipat, Haryana Pincode: 131028 | TL/MD/2024/000023 | 13-Dec-2024 | Titanium and SS Metallic angled orthopedic fracture fixation devices (Single cycle compression bending test as per ASTM F 384) | Class C
Vibronics Lab Private Limited GROUND FLOOR,PART-1, PLOT NUMBER 169, SEC.-57, PHASE-4, HSIIDC, KUNDLI, SONIPAT, HARYANA, INDIA, Sonipat, Haryana Pincode: 131028 | TL/MD/2024/000023 | 13-Dec-2024 | Titanium and SS metallic Bone Plates (Bending Fatigue Test as per ASTM F 382 ) | Class C
Vibronics Lab Private Limited GROUND FLOOR,PART-1, PLOT NUMBER 169, SEC.-57, PHASE-4, HSIIDC, KUNDLI, SONIPAT, HARYANA, INDIA, Sonipat, Haryana Pincode: 131028 | TL/MD/2024/000023 | 13-Dec-2024 | Titanium and SS metallic Bone Plates (Four Point Bending Test as per ASTM F 382) | Class C
Vibronics Lab Private Limited GROUND FLOOR,PART-1, PLOT NUMBER 169, SEC.-57, PHASE-4, HSIIDC, KUNDLI, SONIPAT, HARYANA, INDIA, Sonipat, Haryana Pincode: 131028 | TL/MD/2024/000023 | 13-Dec-2024 | Titanium and SS Metallic Bone Screws (Axial Pull Out Strength Test as per ASTM F 543) | Class C
Vibronics Lab Private Limited GROUND FLOOR,PART-1, PLOT NUMBER 169, SEC.-57, PHASE-4, HSIIDC, KUNDLI, SONIPAT, HARYANA, INDIA, Sonipat, Haryana Pincode: 131028 | TL/MD/2024/000023 | 13-Dec-2024 | Titanium and SS metallic Bone Screws (Driving Torque Test as per ASTM F 543 | Class C
Vibronics Lab Private Limited GROUND FLOOR,PART-1, PLOT NUMBER 169, SEC.-57, PHASE-4, HSIIDC, KUNDLI, SONIPAT, HARYANA, INDIA, Sonipat, Haryana Pincode: 131028 | TL/MD/2024/000023 | 13-Dec-2024 | Titanium and SS metallic Bone Screws (Static Torsional Test as per ASTM F 543) | Class C
Vibronics Lab Private Limited GROUND FLOOR,PART-1, PLOT NUMBER 169, SEC.-57, PHASE-4, HSIIDC, KUNDLI, SONIPAT, HARYANA, INDIA, Sonipat, Haryana Pincode: 131028 | TL/MD/2024/000023 | 13-Dec-2024 | Titanium and SS spinal arthrodesis (Pedicle Screw) (Fatigue Test as per ASTM F 1798) | Class C
Vibronics Lab Private Limited GROUND FLOOR,PART-1, PLOT NUMBER 169, SEC.-57, PHASE-4, HSIIDC, KUNDLI, SONIPAT, HARYANA, INDIA, Sonipat, Haryana Pincode: 131028 | TL/MD/2024/000023 | 13-Dec-2024 | Titanium and SS spinal implant construct (Fatigue Compression Test as per ASTM F 1717) | Class C
Vibronics Lab Private Limited GROUND FLOOR,PART-1, PLOT NUMBER 169, SEC.-57, PHASE-4, HSIIDC, KUNDLI, SONIPAT, HARYANA, INDIA, Sonipat, Haryana Pincode: 131028 | TL/MD/2024/000023 | 13-Dec-2024 | Titanium and SS spinal implant construct (Static Compression Bending Test as per ASTM F 1717) | Class C
Vibronics Lab Private Limited GROUND FLOOR,PART-1, PLOT NUMBER 169, SEC.-57, PHASE-4, HSIIDC, KUNDLI, SONIPAT, HARYANA, INDIA, Sonipat, Haryana Pincode: 131028 | TL/MD/2024/000023 | 13-Dec-2024 | Titanium and SS spinal implant construct (Static Tension bending Test as per ASTM F 1717) | Class C
Vibronics Lab Private Limited GROUND FLOOR,PART-1, PLOT NUMBER 169, SEC.-57, PHASE-4, HSIIDC, KUNDLI, SONIPAT, HARYANA, INDIA, Sonipat, Haryana Pincode: 131028 | TL/MD/2024/000023 | 13-Dec-2024 | Titanium and SS spinal implant construct (StaticTorsional Test as per ASTM F 1717) | Class C
Vibronics Lab Private Limited GROUND FLOOR,PART-1, PLOT NUMBER 169, SEC.-57, PHASE-4, HSIIDC, KUNDLI, SONIPAT, HARYANA, INDIA, Sonipat, Haryana Pincode: 131028 | TL/MD/2024/000023 | 13-Dec-2024 | Titanium and Stainless Steel Products Partial and total hip joint prostheses (Fatigue Test As per ISO 7206-04) | Class D
VIRIDIAN TESTING LABORATORIES LLP 8/3176-A5, Jothipuram, 2nd Street, PN Road, Pandiyan Nagar, Tirupur , Tiruppur, Tamil Nadu Pincode: 641602 | TL/MD/2023/000001 | 21-Mar-2023 | Bioburden testing (Medical devices, Medical textiles and protective textiles) | Class A
VIRIDIAN TESTING LABORATORIES LLP 8/3176-A5, Jothipuram, 2nd Street, PN Road, Pandiyan Nagar, Tirupur , Tiruppur, Tamil Nadu Pincode: 641602 | TL/MD/2023/000001 | 21-Mar-2023 | Medical Devices (Coverall /Bio protective Coverall, Isolation Gown, Scrub suit, Cap, Shoe cover, Medical textile, protective textiles, Bedsheet and pillow cover) testing | Class A
VIRIDIAN TESTING LABORATORIES LLP 8/3176-A5, Jothipuram, 2nd Street, PN Road, Pandiyan Nagar, Tirupur , Tiruppur, Tamil Nadu Pincode: 641602 | TL/MD/2023/000001 | 21-Mar-2023 | Medical devices (Surgical face masks/Medical Face mask, Respiratory Productive device/Particle Filtering Half mask or Respirators, Surgical N95 Respirators, Surgical Gown and Surgical Drape) testing | Class A
VIRIDIAN TESTING LABORATORIES LLP 8/3176-A5, Jothipuram, 2nd Street, PN Road, Pandiyan Nagar, Tirupur , Tiruppur, Tamil Nadu Pincode: 641602 | TL/MD/2023/000001 | 21-Mar-2023 | Bioburden testing (Medical devices, Medical textiles and protective textiles) | Class B
VIRIDIAN TESTING LABORATORIES LLP 8/3176-A5, Jothipuram, 2nd Street, PN Road, Pandiyan Nagar, Tirupur , Tiruppur, Tamil Nadu Pincode: 641602 | TL/MD/2023/000001 | 21-Mar-2023 | Medical Devices (Coverall /Bio protective Coverall, Isolation Gown, Scrub suit, Cap, Shoe cover, Medical textile, protective textiles, Bedsheet and pillow cover) testing | Class B
VIRIDIAN TESTING LABORATORIES LLP 8/3176-A5, Jothipuram, 2nd Street, PN Road, Pandiyan Nagar, Tirupur , Tiruppur, Tamil Nadu Pincode: 641602 | TL/MD/2023/000001 | 21-Mar-2023 | Medical devices (Surgical face masks/Medical Face mask, Respiratory Productive device/Particle Filtering Half mask or Respirators, Surgical N95 Respirators, Surgical Gown and Surgical Drape) testing | Class B
Vivo Bio Tech Ltd Sy. No. 349/A, Pregnapur village, Gajwel Mandal, Siddipet, Telangana Pincode: 502311 | TL/MD/2021/000008 | 18-Nov-2021 | Infusion set | Class A
Vivo Bio Tech Ltd Sy. No. 349/A, Pregnapur village, Gajwel Mandal, Siddipet, Telangana Pincode: 502311 | TL/MD/2021/000008 | 18-Nov-2021 | Disposable Surgical Gloves | Class B
Vivo Bio Tech Ltd Sy. No. 349/A, Pregnapur village, Gajwel Mandal, Siddipet, Telangana Pincode: 502311 | TL/MD/2021/000008 | 18-Nov-2021 | Cadexomer Iodine Oinment | Class C
Vivo Bio Tech Ltd Sy. No. 349/A, Pregnapur village, Gajwel Mandal, Siddipet, Telangana Pincode: 502311 | TL/MD/2021/000008 | 18-Nov-2021 | Polyurethane film and HDPE film | Class C
Vivo Bio Tech Ltd Sy. No. 349/A, Pregnapur village, Gajwel Mandal, Siddipet, Telangana Pincode: 502311 | TL/MD/2021/000008 | 18-Nov-2021 | Surgical needled suture | Class D
Vivo Bio Tech Ltd Sy. No. 349/A, Pregnapur village, Gajwel Mandal, Siddipet, Telangana Pincode: 502311 | TL/MD/2021/000008 | 18-Nov-2021 | Surgical suture | Class D
Vivo Bio Tech Ltd Sy. No. 349/A, Pregnapur village, Gajwel Mandal, Siddipet, Telangana Pincode: 502311 | TL/MD/2021/000008 | 18-Nov-2021 | Trascatheter Aortic Valve | Class D
Vorick Analytical Research Pvt. Ltd. Plot No. 252, Sector-K, Bhorgarh Industrial Area, Bawana-II, Narela-110040 , North Delhi, Delhi Pincode: 110040 | TL/MD/2022/000006 | 20-May-2022 | Catheters- Length, Diameter, Heavy toxic metals as Arsenic, lead, Cadmium, Mercury, Particulate Contamination, Sterility | Class A
Vorick Analytical Research Pvt. Ltd. Plot No. 252, Sector-K, Bhorgarh Industrial Area, Bawana-II, Narela-110040 , North Delhi, Delhi Pincode: 110040 | TL/MD/2022/000006 | 20-May-2022 | Crepe Bandages - Dimensions, Weight per unit area, Stretchability, breaking load, Chemical Neutrality. | Class A
Vorick Analytical Research Pvt. Ltd. Plot No. 252, Sector-K, Bhorgarh Industrial Area, Bawana-II, Narela-110040 , North Delhi, Delhi Pincode: 110040 | TL/MD/2022/000006 | 20-May-2022 | Disposable Perfusion set - Particulate contamination, Tubing length, Flow rate, Heavy Metals, Acidity or alkalinity, Residue on evaporation, UV absorption of extract solution, Sterility | Class A
Vorick Analytical Research Pvt. Ltd. Plot No. 252, Sector-K, Bhorgarh Industrial Area, Bawana-II, Narela-110040 , North Delhi, Delhi Pincode: 110040 | TL/MD/2022/000006 | 20-May-2022 | Lint Bandage - Dimensions, pH Value, Scouring Loss, Freedom from optical Witness | Class A
Vorick Analytical Research Pvt. Ltd. Plot No. 252, Sector-K, Bhorgarh Industrial Area, Bawana-II, Narela-110040 , North Delhi, Delhi Pincode: 110040 | TL/MD/2022/000006 | 20-May-2022 | POP Bandages - Setting Time, Tensile Strength, Compressive strength | Class A
Vorick Analytical Research Pvt. Ltd. Plot No. 252, Sector-K, Bhorgarh Industrial Area, Bawana-II, Narela-110040 , North Delhi, Delhi Pincode: 110040 | TL/MD/2022/000006 | 20-May-2022 | Rolled Bandage - Dimensions, pH Value, Scouring Loss, Freedom from optical Witness | Class A
Vorick Analytical Research Pvt. Ltd. Plot No. 252, Sector-K, Bhorgarh Industrial Area, Bawana-II, Narela-110040 , North Delhi, Delhi Pincode: 110040 | TL/MD/2022/000006 | 20-May-2022 | Surgical Dressing-Bleached Gauze, Length, Width, Weight in gm/m2, Scouring loss/Foreign matter,Absorbency, Freedom from optical Whitness, pH value of aqueous extract, Sterility | Class A
Vorick Analytical Research Pvt. Ltd. Plot No. 252, Sector-K, Bhorgarh Industrial Area, Bawana-II, Narela-110040 , North Delhi, Delhi Pincode: 110040 | TL/MD/2022/000006 | 20-May-2022 | Catheters- Length, Diameter, Heavy toxic metals as Arsenic, lead, Cadmium, Mercury, Particulate Contamination, Sterility | Class B
Vorick Analytical Research Pvt. Ltd. Plot No. 252, Sector-K, Bhorgarh Industrial Area, Bawana-II, Narela-110040 , North Delhi, Delhi Pincode: 110040 | TL/MD/2022/000006 | 20-May-2022 | Disinfectant-Efficacy Test | Class B
Vorick Analytical Research Pvt. Ltd. Plot No. 252, Sector-K, Bhorgarh Industrial Area, Bawana-II, Narela-110040 , North Delhi, Delhi Pincode: 110040 | TL/MD/2022/000006 | 20-May-2022 | Disposable Hypodermic Needles - Limits for acidity or alkalinity, Limits for extractable metals, Size designation, Colour coding, Needle hub, tube, point, Sheath, Performance, Sterility | Class B
Vorick Analytical Research Pvt. Ltd. Plot No. 252, Sector-K, Bhorgarh Industrial Area, Bawana-II, Narela-110040 , North Delhi, Delhi Pincode: 110040 | TL/MD/2022/000006 | 20-May-2022 | Disposable Hypodermic Syringe - Capacity, Fiducial Line, Limits for acidity or alkalinity, Metal, Lubricant, Scale, Barrel, Piston, Nozzle, Performance, Reducing substances, Sterility | Class B
Vorick Analytical Research Pvt. Ltd. Plot No. 252, Sector-K, Bhorgarh Industrial Area, Bawana-II, Narela-110040 , North Delhi, Delhi Pincode: 110040 | TL/MD/2022/000006 | 20-May-2022 | Disposable Perfusion set - Particulate contamination, Tubing length, Flow rate, Heavy Metals, Acidity or alkalinity, Residue on evaporation, UV absorption of extract solution, Sterility | Class B
Vorick Analytical Research Pvt. Ltd. Plot No. 252, Sector-K, Bhorgarh Industrial Area, Bawana-II, Narela-110040 , North Delhi, Delhi Pincode: 110040 | TL/MD/2022/000006 | 20-May-2022 | IV Cannula - Limits for acidity or alkalinity, Intravascular Catheter, Distal end, Hub, Effective length, Outside Diameter, Corrosion Test, Peak tensile force, Freedom from leakage, Sterility | Class B
Vorick Analytical Research Pvt. Ltd. Plot No. 252, Sector-K, Bhorgarh Industrial Area, Bawana-II, Narela-110040 , North Delhi, Delhi Pincode: 110040 | TL/MD/2022/000006 | 20-May-2022 | IVD Kits - Sterility | Class B
Vorick Analytical Research Pvt. Ltd. Plot No. 252, Sector-K, Bhorgarh Industrial Area, Bawana-II, Narela-110040 , North Delhi, Delhi Pincode: 110040 | TL/MD/2022/000006 | 20-May-2022 | Surgical Dressing - Bleached Gauze, Length, Width, Weight in gm/m2, Scouring loss/Foreign matter,Absorbency, Freedom from optical Whitness, pH value of aqueous extract, Sterility | Class B
Vorick Analytical Research Pvt. Ltd. Plot No. 252, Sector-K, Bhorgarh Industrial Area, Bawana-II, Narela-110040 , North Delhi, Delhi Pincode: 110040 | TL/MD/2022/000006 | 20-May-2022 | Ablation Devices -Heavy toxic metals as Arsenic, lead, Cadmium, Mercury, Particulate Contamination, Sterility | Class C
Vorick Analytical Research Pvt. Ltd. Plot No. 252, Sector-K, Bhorgarh Industrial Area, Bawana-II, Narela-110040 , North Delhi, Delhi Pincode: 110040 | TL/MD/2022/000006 | 20-May-2022 | Blood Bags - Length, Width, Diameter, Leakage test, Limit of acidity or alkalinity, Heavy toxic metals as Arsenic, lead, Cadmium, Mercury, Sterility | Class C
Vorick Analytical Research Pvt. Ltd. Plot No. 252, Sector-K, Bhorgarh Industrial Area, Bawana-II, Narela-110040 , North Delhi, Delhi Pincode: 110040 | TL/MD/2022/000006 | 20-May-2022 | Bone Cements-Heavy toxic metals as Arsenic, lead, Cadmium, Mercury, Sterility | Class C
Vorick Analytical Research Pvt. Ltd. Plot No. 252, Sector-K, Bhorgarh Industrial Area, Bawana-II, Narela-110040 , North Delhi, Delhi Pincode: 110040 | TL/MD/2022/000006 | 20-May-2022 | Catheters- Length, Diameter, Heavy toxic metals as Arsenic, lead, Cadmium, Mercury, Particulate Contamination, Sterility | Class C
Vorick Analytical Research Pvt. Ltd. Plot No. 252, Sector-K, Bhorgarh Industrial Area, Bawana-II, Narela-110040 , North Delhi, Delhi Pincode: 110040 | TL/MD/2022/000006 | 20-May-2022 | Contraceptives- Heavy toxic metals as Arsenic, lead, Cadmium, Mercury, Water Leakage test, Bursting volume and pressure test, dimension, Sterility | Class C
Vorick Analytical Research Pvt. Ltd. Plot No. 252, Sector-K, Bhorgarh Industrial Area, Bawana-II, Narela-110040 , North Delhi, Delhi Pincode: 110040 | TL/MD/2022/000006 | 20-May-2022 | Disposable Hypodermic Needles - Limits for acidity or alkalinity, Limits for extractable metals, Size designation, Colour coding, Needle hub, tube, point, Sheath, Performance, Sterility | Class C
Vorick Analytical Research Pvt. Ltd. Plot No. 252, Sector-K, Bhorgarh Industrial Area, Bawana-II, Narela-110040 , North Delhi, Delhi Pincode: 110040 | TL/MD/2022/000006 | 20-May-2022 | Disposable Perfusion set - Particulate contamination, Tubing length, Flow rate, Heavy Metals, Acidity or alkalinity, Residue on evaporation, UV absorption of extract solution, Sterility | Class C
Vorick Analytical Research Pvt. Ltd. Plot No. 252, Sector-K, Bhorgarh Industrial Area, Bawana-II, Narela-110040 , North Delhi, Delhi Pincode: 110040 | TL/MD/2022/000006 | 20-May-2022 | Internal Prosthesis - Heavy toxic metals as Arsenic, lead, Cadmium, Mercury Particulate Contamination, Sterility | Class C
Vorick Analytical Research Pvt. Ltd. Plot No. 252, Sector-K, Bhorgarh Industrial Area, Bawana-II, Narela-110040 , North Delhi, Delhi Pincode: 110040 | TL/MD/2022/000006 | 20-May-2022 | IV Cannula - Limits for acidity or alkalinity, Intravascular Catheter, Distal end, Hub, Effective length, Outside Diameter, Corrosion Test, Peak tensile force, Freedom from leakage, Sterility | Class C
Vorick Analytical Research Pvt. Ltd. Plot No. 252, Sector-K, Bhorgarh Industrial Area, Bawana-II, Narela-110040 , North Delhi, Delhi Pincode: 110040 | TL/MD/2022/000006 | 20-May-2022 | IVD Kits - Sterility | Class C
Vorick Analytical Research Pvt. Ltd. Plot No. 252, Sector-K, Bhorgarh Industrial Area, Bawana-II, Narela-110040 , North Delhi, Delhi Pincode: 110040 | TL/MD/2022/000006 | 20-May-2022 | Orthopedic Implants- Heavy toxic metals as Arsenic, lead, Cadmium, Mercury, Particulate Contamination, Sterility | Class C
Vorick Analytical Research Pvt. Ltd. Plot No. 252, Sector-K, Bhorgarh Industrial Area, Bawana-II, Narela-110040 , North Delhi, Delhi Pincode: 110040 | TL/MD/2022/000006 | 20-May-2022 | Surgical Dressing - Bleached Gauze, Length, Width, Weight in gm/m2, Scouring loss/Foreign matter,Absorbency, Freedom from optical Whitness, pH value of aqueous extract, Sterility | Class C
Vorick Analytical Research Pvt. Ltd. Plot No. 252, Sector-K, Bhorgarh Industrial Area, Bawana-II, Narela-110040 , North Delhi, Delhi Pincode: 110040 | TL/MD/2022/000006 | 20-May-2022 | Ablation Devices- Heavy toxic metals as Arsenic, lead, Cadmium, Mercury, Particulate Contamination, Sterility | Class D
Vorick Analytical Research Pvt. Ltd. Plot No. 252, Sector-K, Bhorgarh Industrial Area, Bawana-II, Narela-110040 , North Delhi, Delhi Pincode: 110040 | TL/MD/2022/000006 | 20-May-2022 | Cardiac Stents - Heavy toxic metals as Arsenic, lead, Cadmium, Mercury, Particulate Contamination, Sterility | Class D
Vorick Analytical Research Pvt. Ltd. Plot No. 252, Sector-K, Bhorgarh Industrial Area, Bawana-II, Narela-110040 , North Delhi, Delhi Pincode: 110040 | TL/MD/2022/000006 | 20-May-2022 | Catheters- Length, Diameter, Heavy toxic metals as Arsenic, lead, Cadmium, Mercury, Particulate Contamination, Sterility | Class D
Vorick Analytical Research Pvt. Ltd. Plot No. 252, Sector-K, Bhorgarh Industrial Area, Bawana-II, Narela-110040 , North Delhi, Delhi Pincode: 110040 | TL/MD/2022/000006 | 20-May-2022 | Contraceptives- Heavy toxic metals as Arsenic, lead, Cadmium, Mercury, Water Leakage test, Bursting volume and pressure test, dimension, Sterility | Class D
Vorick Analytical Research Pvt. Ltd. Plot No. 252, Sector-K, Bhorgarh Industrial Area, Bawana-II, Narela-110040 , North Delhi, Delhi Pincode: 110040 | TL/MD/2022/000006 | 20-May-2022 | Heart Valves - Heavy toxic metals as Arsenic, lead, Cadmium, Mercury Particulate Contamination, Sterility | Class D
Vorick Analytical Research Pvt. Ltd. Plot No. 252, Sector-K, Bhorgarh Industrial Area, Bawana-II, Narela-110040 , North Delhi, Delhi Pincode: 110040 | TL/MD/2022/000006 | 20-May-2022 | Heavy toxic metals as Arsenic, lead, Cadmium, Mercury, Particulate Contamination, Mercury | Class D
Vorick Analytical Research Pvt. Ltd. Plot No. 252, Sector-K, Bhorgarh Industrial Area, Bawana-II, Narela-110040 , North Delhi, Delhi Pincode: 110040 | TL/MD/2022/000006 | 20-May-2022 | Internal Prosthesis - Heavy toxic metals as Arsenic, lead, Cadmium, Mercury Particulate Contamination, Sterility | Class D
Vorick Analytical Research Pvt. Ltd. Plot No. 252, Sector-K, Bhorgarh Industrial Area, Bawana-II, Narela-110040 , North Delhi, Delhi Pincode: 110040 | TL/MD/2022/000006 | 20-May-2022 | IVD Kits - Sterility | Class D
Vorick Analytical Research Pvt. Ltd. Plot No. 252, Sector-K, Bhorgarh Industrial Area, Bawana-II, Narela-110040 , North Delhi, Delhi Pincode: 110040 | TL/MD/2022/000006 | 20-May-2022 | Orthopedic Implants- Heavy toxic metals as Arsenic, lead, Cadmium, Mercury, Particulate Contamination, Sterility | Class D
Vorick Analytical Research Pvt. Ltd. Plot No. 252, Sector-K, Bhorgarh Industrial Area, Bawana-II, Narela-110040 , North Delhi, Delhi Pincode: 110040 | TL/MD/2022/000006 | 20-May-2022 | Surgical Dressing IHS/ As per manufacturer specifications | Class D
Yadav Measurements Private Limited Plot No 373-375, RIICO Bhamashah Industrial Area ,Udaipur Kaladwas -313003, Rajasthan, India, Udaipur, Udaipur, Rajasthan Pincode: 313003 | TL/MD/2022/000010 | 21-Oct-2022 | Electro Magnetic Interference and Electro Magnetic Compatibility (EMI/EMC)-Electro Medical and IVD Equipments (Basic Standard) | Class A
Yadav Measurements Private Limited Plot No 373-375, RIICO Bhamashah Industrial Area ,Udaipur Kaladwas -313003, Rajasthan, India, Udaipur, Udaipur, Rajasthan Pincode: 313003 | TL/MD/2022/000010 | 21-Oct-2022 | In Vitro Diagnostic (IVD) Medical Electrical equipments (IEC 61326-2-6) | Class A
Yadav Measurements Private Limited Plot No 373-375, RIICO Bhamashah Industrial Area ,Udaipur Kaladwas -313003, Rajasthan, India, Udaipur, Udaipur, Rajasthan Pincode: 313003 | TL/MD/2022/000010 | 21-Oct-2022 | Medical Electrical Equipments (EN/IEC 60601-1-2) | Class A
Yadav Measurements Private Limited Plot No 373-375, RIICO Bhamashah Industrial Area ,Udaipur Kaladwas -313003, Rajasthan, India, Udaipur, Udaipur, Rajasthan Pincode: 313003 | TL/MD/2022/000010 | 21-Oct-2022 | Electro Magnetic Interference and Electro Magnetic Compatibility (EMI/EMC)-Electro Medical and IVD Equipments (Basic Standard) | Class B
Yadav Measurements Private Limited Plot No 373-375, RIICO Bhamashah Industrial Area ,Udaipur Kaladwas -313003, Rajasthan, India, Udaipur, Udaipur, Rajasthan Pincode: 313003 | TL/MD/2022/000010 | 21-Oct-2022 | In Vitro Diagnostic (IVD) Medical Electrical equipments (IEC 61326-2-6) | Class B
Yadav Measurements Private Limited Plot No 373-375, RIICO Bhamashah Industrial Area ,Udaipur Kaladwas -313003, Rajasthan, India, Udaipur, Udaipur, Rajasthan Pincode: 313003 | TL/MD/2022/000010 | 21-Oct-2022 | Medical Electrical Equipments (EN/IEC 60601-1-2) | Class B
Yadav Measurements Private Limited Plot No 373-375, RIICO Bhamashah Industrial Area ,Udaipur Kaladwas -313003, Rajasthan, India, Udaipur, Udaipur, Rajasthan Pincode: 313003 | TL/MD/2022/000010 | 21-Oct-2022 | Electro Magnetic Interference and Electro Magnetic Compatibility (EMI/EMC)-Electro Medical and IVD Equipments (Basic Standard) | Class C
Yadav Measurements Private Limited Plot No 373-375, RIICO Bhamashah Industrial Area ,Udaipur Kaladwas -313003, Rajasthan, India, Udaipur, Udaipur, Rajasthan Pincode: 313003 | TL/MD/2022/000010 | 21-Oct-2022 | In Vitro Diagnostic (IVD) Medical Electrical equipments (IEC 61326-2-6) | Class C
Yadav Measurements Private Limited Plot No 373-375, RIICO Bhamashah Industrial Area ,Udaipur Kaladwas -313003, Rajasthan, India, Udaipur, Udaipur, Rajasthan Pincode: 313003 | TL/MD/2022/000010 | 21-Oct-2022 | Medical Electrical Equipments (EN/IEC 60601-1-2) | Class C