## Sheet1
S.No. | Department | Medical Device Name | Intended Use | Risk Class
1 | Interventional Radiology | Scintillation (gamma) camera | A scintillation (gamma) camera is a device intended to image the distribution of radionuclides in the body by means of a photon radiation detector. | A
2 | Interventional Radiology | Positron camera | A positron camera is a device intended to image the distribution of positron-emitting radionuclides in the body. | A
3 | Interventional Radiology | Nuclear whole body counter | A nuclear whole body counter is a device intended to measure the amount of radionuclides in the entire body. | A
4 | Interventional Radiology | Bone densitometer | A bone densitometer is a device intended for medical purposes to measure bone density and mineral content by x-ray or gamma ray transmission measurements through the bone and adjacent tissues. | C
5 | Interventional Radiology | Bone sonometer | A bone sonometer is a device that transmits ultrasound energy into the human body to measure acoustic properties of bone that indicate overall bone health and fracture risk. | B
6 | Interventional Radiology | Emission computed tomography system. | An emission computed tomography system is a device intended to detect the location and distribution of gamma ray- and positron-emitting radionuclides in the body and produce cross-sectional images through computer reconstruction of the data | C
7 | Interventional Radiology | Fluorescent scanner | A fluorescent scanner is a device intended to measure the induced fluorescent radiation in the body by exposing the body to certain x-rays or low-energy gamma rays. | C
8 | Interventional Radiology | Nuclear rectilinear scanner | A nuclear rectilinear scanner is a device intended to image the distribution of radionuclides in the body by means of a detector (or detectors) whose position moves in two directions with respect to the patient. | A
9 | Interventional Radiology | Nuclear tomography system | A nuclear tomography system is a device intended to detect nuclear radiation in the body and produce images of a specific cross-sectional plane of the body by blurring or eliminating detail from other planes. | C
10 | Interventional Radiology | Nuclear uptake probe | A nuclear uptake probe is a device intended to measure the amount of radionuclide taken up by a particular organ or body region | A
11 | Interventional Radiology | Nuclear whole body scanner | A nuclear whole body scanner is a device intended to measure and image the distribution of radionuclides in the body by means of a wide- aperture detector whose position moves in one direction with respect to the patient. | A
12 | Interventional Radiology | Nuclear scanning bed | A nuclear scanning bed is an adjustable bed intended to support a patient during a nuclear medicine procedure. | A
13 | Interventional Radiology | Radionuclide dose calibrator | A radionuclide dose calibrator is a radiation detection device intended to assay radionuclides before their administration to patients | B
14 | Interventional Radiology | Radionuclide rebreathing system | A radionuclide rebreathing system is a device intended to be used to contain a gaseous or volatile radionuclide or a radionuclide-labeled aerosol and permit it to be respired by the patient during nuclear medicine ventilatory tests (testing process of exchange between the lungs and the atmosphere). | C
15 | Interventional Radiology | Nuclear sealed calibration source | A nuclear sealed calibration source is a device that consists of an encapsulated reference radionuclide intended for calibration of medical nuclear radiation detectors. | A
16 | Interventional Radiology | Nuclear electrocardiogra ph synchronizer | A nuclear electrocardiograph synchronizer is a device intended for use in nuclear radiology to relate the time of image formation to the cardiac cycle during the production of dynamic cardiac images | A
17 | Interventional Radiology | Nonfetal ultrasonic monitor | A nonfetal ultrasonic monitor is a device that projects a continuous high frequency sound wave into body tissue other than a fetus to determine frequency changes (doppler shift) in the reflected wave and is intended for use in the investigation of nonfetal blood flow and other nonfetal body tissues in motion | B
18 | Interventional Radiology | Ultrasonic pulsed doppler imaging system | An ultrasonic pulsed doppler imaging system is a device that combines the features of continuous wave doppler-effect technology with pulsed-echo effect technology and is intended to determine stationary body tissue characteristics, such as depth or location of tissue interfaces or dynamic tissue characteristics such as velocity of blood or tissue motion. | B
19 | Interventional Radiology | Ultrasonic pulsed echo imaging system | An ultrasonic pulsed echo imaging system is a device intended to project a pulsed sound beam into body tissue to determine the depth or location of the tissue interfaces and to measure the duration of an acoustic pulse from the transmitter to the tissue interface and back to the receiver. | B
20 | Interventional Radiology | Diagnostic ultrasonic transducer | A diagnostic ultrasonic transducer is a device made of a piezoelectric material that converts electrical signals into acoustic signals and acoustic signals into electrical signals and intended for use in diagnostic ultrasonic medical devices. | B
21 | Interventional Radiology | Angiographic x- ray system | An angiographic x-ray system is a device intended for radiologic visualization of the heart, blood vessels, or lymphatic system during or after injection of a contrast medium. | C
22 | Interventional Radiology | Diagnostic x-ray beam-limiting device | A diagnostic x-ray beam-limiting device is a device such as a collimator, a cone, or an aperture intended to restrict the dimensions of a diagnostic x-ray field by limiting the size of the primary x-ray beam | C
23 | Interventional Radiology | Cine or spot fluorographic x- ray camera | A cine or spot fluorographic x-ray camera is a device intended to photograph diagnostic images produced by x-rays with an image intensifier | C
24 | Interventional Radiology | Electrostatic x- ray imaging system | An electrostatic x-ray imaging system is a device intended for medical purposes that uses an electrostatic field across a semiconductive plate, a gas-filled chamber, or other similar device to convert a pattern of x- radiation into an electrostatic image and, subsequently, into a visible image. | C
25 | Interventional Radiology | Radiographic film marking system | A radiographic film marking system is a device intended for medical purposes to add identification and other information onto radiographic film by means of exposure to visible light. | A
26 | Interventional Radiology | Image- intensified fluoroscopic x- ray system | An image-intensified fluoroscopic x-ray system is a device intended to visualize anatomical structures by converting a pattern of x-radiation into a visible image through electronic amplification. | C
27 | Interventional Radiology | Non-image- intensified fluoroscopic x- ray system | A non-image-intensified fluoroscopic x-ray system is a device intended to be used to visualize anatomical structures by using a fluorescent screen to convert a pattern of x-radiation into a visible image. | C
28 | Interventional Radiology | Spot-film device | A spot-film device is an electromechanical component of a fluoroscopic x-ray system that is intended to be used for medical purposes to position a radiographic film cassette to obtain radiographs during fluoroscopy | B
29 | Interventional Radiology | Diagnostic x-ray high voltage generator | A diagnostic x-ray high voltage generator is a device that is intended to supply and control the electrical energy applied to a diagnostic x-ray tube for medical purposes. | A
30 | Interventional Radiology | Mammographic x-ray system | A mammographic x-ray system is a device intended to be used to produce radiographs of the breast | C
31 | Interventional Radiology | Photofluorograp hic x-ray system | A photofluorographic x-ray system is a device that includes a fluoroscopic x-ray unit and a camera intended to be used to produce, then photograph, a fluoroscopic image of the body | C
32 | Interventional Radiology | Diagnostic x-ray tube housing assembly. | A diagnostic x-ray tube housing assembly is an x-ray generating tube encased in a radiation-shielded housing that is intended for diagnostic purposes. | A
33 | Interventional Radiology | Diagnostic x-ray tube mount | A diagnostic x-ray tube mount is a device intended to support and to position the diagnostic x-ray tube housing assembly for a medical radiographic procedure. | A
34 | Interventional Radiology | Pneumoenceph alographic chair | A pneumoencephalographic chair is a chair intended to support and position a patient during pneumoencephalography (x-ray imaging of the brain). | B
35 | Interventional Radiology | Radiologic patient cradle | A radiologic patient cradle is a support device intended to be used for rotational positioning about the longitudinal axis of a patient during radiologic procedures. | A
36 | Interventional Radiology | Radiographic film | Radiographic film is a device that consists of a thin sheet of radiotransparent material coated on one or both sides with a photographic emulsion intended to record images during diagnostic radiologic procedures. | A
37 | Interventional Radiology | Radiographic film cassette | A radiographic film cassette is a device intended for use during diagnostic x-ray procedures to hold a radiographic film in close contact with an x-ray intensifying screen and to provide a light-proof enclosure for direct exposure of radiographic film | B
38 | Interventional Radiology | Radiographic film/cassette changer | A radiographic film/cassette changer is a device intended to be used during a radiologic procedure to move a radiographic film or cassette between x-ray exposures and to position it during the exposure. | B
39 | Interventional Radiology | Radiographic film/cassette changer programmer | A radiographic film/cassette changer programmer is a device intended to be used to control the operations of a film or cassette changer during serial medical radiography. | B
40 | Interventional Radiology | Wall-mounted radiographic cassette holder | A wall-mounted radiographic cassette holder is a device that is a support intended to hold and position radiographic cassettes for a radiographic exposure for medical use | A
41 | Interventional Radiology | Radiographic film illuminator | A radiographic film illuminator is a device containing a visible light source covered with a translucent front that is intended to be used to view medical radiographs | A
42 | Interventional Radiology | Automatic radiographic film processor | An automatic radiographic film processor is a device intended to be used to develop, fix, wash, and dry automatically and continuously film exposed for medical purposes. | C
43 | Interventional Radiology | Radiographic grid | A radiographic grid is a device that consists of alternating radiolucent and radiopaque strips intended to be placed between the patient and the image receptor to reduce the amount of scattered radiation reaching the image receptor | A
44 | Interventional Radiology | Radiographic head holder | A radiographic head holder is a device intended to position the patient's head during a radiographic procedure. | A
45 | Interventional Radiology | Radiologic quality assurance instrument | A radiologic quality assurance instrument is a device intended for medical purposes to measure a physical characteristic associated with another radiologic device. | A
46 | Interventional Radiology | Radiographic intensifying screen | A radiographic intensifying screen is a device that is a thin radiolucent sheet coated with a luminescent material that transforms incident x-ray photons into visible light and intended for medical purposes to expose radiographic film. | A
47 | Interventional Radiology | Radiographic ECG/respirator synchronizer | A radiographic ECG/respirator synchronizer is a device intended to be used to coordinate an x-ray film exposure with the signal from an electrocardiograph (ECG) or respirator at a predetermined phase of the cardiac or respiratory cycle. | A
48 | Interventional Radiology | Radiologic table | A radiologic table is a device intended for medical purposes to support a patient during radiologic procedures. The table may be fixed or tilting and may be electrically powered. | A
49 | Interventional Radiology | Transilluminator for breast evaluation | A transilluminator, also known as a diaphanoscope or lightscanner, is an electrically powered device that uses low intensity emissions of visible light and near-infrared radiation (approximately 700-1050 nanometers (nm)), transmitted through the breast, to visualize translucent tissue for the diagnosis of cancer, other conditions, diseases, or abnormalities. | D
50 | Interventional Radiology | Medical image storage device | A medical image storage device is a device that provides electronic storage and retrieval functions for medical images. Examples include devices employing magnetic and optical discs, magnetic tape, and digital memory. | A
51 | Interventional Radiology | Radiological computer- assisted diagnostic software for lesions suspicious of cancer | A radiological computer-assisted diagnostic software for lesions suspicious of cancer is an image processing prescription device intended to aid in the characterization of lesions as suspicious for cancer identified on acquired medical images such as magnetic resonance, mammography, radiography, or computed tomography. The device characterizes lesions based on features or information extracted from the images and provides information about the lesion(s) to the user. | C
52 | Interventional Radiology | Medical image analyzer | Medical image analyzers, including computer-assisted/aided detection (CADe) devices for mammography breast cancer, ultrasound breast lesions, radiograph lung nodules, and radiograph dental caries detection, is a prescription device that is intended to identify, mark, highlight, or in any other manner direct the clinicians' attention to portions of a radiology image that may reveal abnormalities during interpretation of patient radiology images by the clinicians. This device incorporates pattern recognition and data analysis capabilities and operates on previously acquired medical images. This device is not intended to replace the review by a qualified radiologist, and is not intended to be used for triage, or to recommend diagnosis. | B
53 | Interventional Radiology | Radiological computer aided triage and notification software | Radiological computer aided triage and notification software is an image processing prescription device intended to aid in prioritization and triage of radiological medical images. The device notifies a designated list of clinicians of the availability of time sensitive radiological medical images for review based on computer aided image analysis of those images performed by the device. | C
54 | Interventional Radiology | Full-body MRI system, permanent magnet | A general-purpose magnetic resonance imaging (MRI) system designed to scan any targeted area of the body. It includes a permanent magnet assembly. | C
55 | Interventional Radiology | Full-body MRI system, resistive magnet | A diagnostic general-purpose magnetic resonance imaging (MRI) system designed to scan any targeted area of the body (full-body imaging). It includes a resistive magnet assembly. | C
56 | Interventional Radiology | Full-body MRI system, superconductin g magnet | A diagnostic general-purpose magnetic resonance imaging (MRI) system designed to scan any targeted area of the body (full-body imaging). This system includes a superconducting magnet assembly. | C
57 | Interventional Radiology | Foetal cardiac monitor | A mains electricity (AC-powered) device designed to detect, measure, and display foetal heart activity during the perinatal period. | C
58 | Interventional Radiology | Foetal Doppler system | A portable, hand-held, battery-powered device assembly consisting of a measuring and display unit and an attached probe or interchangeable probes designed to noninvasively detect foetal heart beats using ultrasound/Doppler technology. The heart beats are typically conveyed audibly via the measuring/display unit and attached probe which is applied to the surface of the pregnant woman's abdomen. The device aids in determining foetal viability. | C
59 | Interventional Radiology | Flexible ultrasound colonoscope | An endoscope with a flexible inserted portion intended for the visual examination and treatment of the entire colon [lower gastrointestinal (GI) tract]. It is inserted through the anus during colonoscopy. | B
60 | Interventional Radiology | Flexible ultrasound duodenoscope | An endoscope with a flexible inserted portion, combined with an ultrasound probe, intended for the visual examination and treatment of the duodenum (the first part of the small intestine). It is inserted into the body through the mouth during duodenoscopy. | B
61 | Interventional Radiology | Flexible ultrasound gastroduodenos cope | An endoscope with a flexible inserted portion, combined with an ultrasound probe, intended for the visual examination and treatment of the upper gastrointestinal (GI) tract [oesophagus, stomach, and duodenum (the first part of the small intestine), including the pancreas and the bile duct]. It is inserted into the body through the mouth during gastroduodenoscopy. | B
62 | Interventional Radiology | Flexible ultrasound laparoscope | An endoscope with a flexible inserted portion, combined with an ultrasound probe, intended for the visual examination, treatment, and ultrasonic imaging of the abdominal/retroperitoneal cavity and its organs. It is inserted through an incision made in the abdominal wall (routinely just below the umbilicus) during laparoscopy. | B
63 | Interventional Radiology | Flexible ultrasound bronchoscope | An endoscope with a flexible inserted portion intended for the visual examination and treatment of the trachea, bronchi, and lungs. It is inserted through the mouth or nose during bronchoscopy. | B
64 | Interventional Radiology | Bladder ultrasound imaging transducer | An ultrasound imaging transducer assembly specifically designed to be positioned within the bladder either manually or under endoscopic guidance that steers, focuses, and detects the ultrasound beam and resulting echoes either mechanically or electronically. | B
65 | Interventional Radiology | Blood flowmeter catheter, Doppler | A flexible tube intended to be inserted into the lumen of a blood vessel to determine blood-flow velocity by measuring the ultrasonic frequency shift between transmitted and reflected signals (Doppler principle). | C
66 | Interventional Radiology | General- purpose ultrasound imaging system | A stationary or mobile (e.g., on wheels) assembly of devices designed to collect, display, and analyse ultrasound images during a variety of extracorporeal and/or intracorporeal (endosonography or endoscopic) ultrasound imaging procedures (e.g., cardiac, OB/GYN, endoscopy, breast, prostate, vascular, and intra-surgical imaging). | B
67 | Cardiovascular | Arrhythmia Detector And Alarm (Including St-Segment Measurement And Alarm) | The arrhythmia detector and alarm device monitors an electrocardiogram and is designed to produce a visible or audible signal or alarm when atrial or ventricular arrhythmia, such as premature contraction or ventricular fibrillation, occurs. | C
68 | Cardiovascular | Cardiac monitor (including cardiotachometer and rate alarm) | A cardiac monitor (including cardiotachometer and rate alarm) is a device used to measure the heart rate from an analog signal produced by an electrocardiograph, vectorcardiograph, or blood pressure monitor. This device may sound an alarm when the heart rate falls outside preset upper and lower limits. | B
69 | Cardiovascular | Apexcardiograph (vibrocardiograph) | An apex cardiograph (vibrocardiograph) is a device used to amplify or condition the signal from an apex cardiographic transducer and to produce a visual display of the motion of the heart; this device also provides any excitation energy required by the transducer. | B
70 | Cardiovascular | Echocardiograph | An echocardiograph is a device that uses ultrasonic energy to create images of cardiovascular structures. It includes phased arrays and two-dimensional scanners. | B
71 | Cardiovascular | Electrocardiograph | An electrocardiograph is a device used to process the electrical signal transmitted through two or more electrocardiograph electrodes and to produce a visual display of the electrical signal produced by heart. | B
72 | Cardiovascular | Electrocardiograph electrode | An electrocardiograph electrode is the electrical conductor which is applied to the surface of the body to transmit the electrical signal at the body surface to a processor that produces an electrocardiogram or vectorcardiogram. | B
73 | Cardiovascular | Vascular clip | A vascular clip is an implanted extravascular device designed to occlude, by compression, blood flow in small blood vessels other than intracranial vessels. | B
74 | Cardiovascular | Vena cava clip | A vena cava clip is an implanted extravascular device designed to occlude partially the vena cava for the purpose of inhibiting the flow of thromboemboli through that vessel. | B
75 | Cardiovascular | Intra-aortic balloon | An intra-aortic balloon is a prescription device that consists of an inflatable balloon, which is placed in the aorta to improve cardiovascular functioning during certain life-threatening emergencies, and a control system for regulating the inflation and deflation of the balloon. | C
76 | Cardiovascular | Intra-aortic balloon control system (balloon pump) | An intra-aortic balloon control system, which monitors and is synchronized with the electrocardiogram, provides a means for setting the inflation and deflation of the balloon with the cardiac cycle. | B
77 | Cardiovascular | Ventricular bypass (assist) device | A ventricular bypass (assist) device is a device that assists the left or right ventricle in maintaining circulatory blood flow. The device is either totally or partially implanted in the body. | D
78 | Cardiovascular | Pacing system analyzer | A pacing system analyzer (PSA) is a prescription device that combines the functionality of a pacemaker electrode function tester and an external pacemaker pulse generator (EPPG). It is connected to a pacemaker lead and uses a power supply and electronic circuits to supply an accurately calibrated, variable pacing pulse for measuring the patient's pacing threshold and intracardiac R-wave potential. A PSA may be a single, dual, or triple chamber system and can simultaneously deliver pacing therapy while testing one or more implanted pacing leads. | C
79 | Cardiovascular | Implantable pacemaker pulse generator | An implantable pacemaker pulse generator is a device that has a power supply and electronic circuits that produce a periodic electrical pulse to stimulate the heart. This device is used as a substitute for the heart's intrinsic pacing system to correct both intermittent and continuous cardiac rhythm disorders. This device may include triggered, inhibited, and asynchronous modes and is implanted in the human body. | D
80 | Cardiovascular | Pacemaker lead adaptor | A pacemaker lead adaptor is a device used to adapt a pacemaker lead so that it can be connected to a pacemaker pulse generator produced by a different manufacturer. | C
81 | Cardiovascular | Pacemaker generator function analyzer | A pacemaker generator function analyzer is a device that is connected to a pacemaker pulse generator to test any or all of the generator's parameters, including pulse duration, pulse amplitude, pulse rate, and sensing threshold. | C
82 | Cardiovascular | Cardiovascular permanent or temporary pacemaker electrode | A temporary pacemaker electrode is a device consisting of flexible insulated electrical conductors with one end connected to an external pacemaker pulse generator and the other end applied to the heart. The device is used to transmit a pacing electrical stimulus from the pulse generator to the heart and/or to transmit the electrical signal of the heart to the pulse generator. | C
83 | Cardiovascular | Pacemaker test magnet | A pacemaker test magnet is a device used to test an inhibited or triggered type of pacemaker pulse generator and cause an inhibited or triggered generator to revert to asynchronous operation. | A
84 | Cardiovascular | Pacemaker programmers | A pacemaker programmer is a device used to noninvasively change one or more of the electrical operating characteristics of a pacemaker. | C
85 | Cardiovascular | Pacemaker repair or replacement material | A pacemaker repair or replacement material is an adhesive, a sealant, a screw, a crimp, or any other material used to repair a pacemaker lead or to reconnect a pacemaker lead to a pacemaker pulse generator. | D
86 | Cardiovascular | Annuloplasty ring | An annuloplasty ring is a rigid or flexible ring implanted around the mitral or tricuspid heart valve for reconstructive treatment of valvular insufficiency. | C
87 | Cardiovascular | Carotid sinus nerve stimulator | A carotid sinus nerve stimulator is an implantable device used to decrease arterial pressure by stimulating Hering's nerve at the carotid sinus. | D
88 | Cardiovascular | Replacement heart valve | A replacement heart valve is a device intended to perform the function of any of the heart's natural valves. This device includes valves constructed of prosthetic materials, biologic valves (e.g., porcine valves), or valves constructed of a combination of prosthetic and biologic materials. | D
89 | Cardiovascular | Endomyocardial biopsy device | An endomyocardial biopsy device is a device used in a catheterization procedure to remove samples of tissue from the inner wall of the heart. | D
90 | Cardiovascular | Extracorporeal circuit and accessories for long-term respiratory/cardiopulmonary failure | An extracorporeal circuit and accessories for long-term respiratory/cardiopulmonary support (>6 hours) is a system of devices and accessories that provides assisted extracorporeal circulation and physiologic gas exchange of the patient's blood in patients with acute respiratory failure or acute cardiopulmonary failure, where other available treatment options have failed, and continued clinical deterioration is expected or the risk of death is imminent. The main devices and accessories of the system include, but are not limited to, the console (hardware), software, and disposables, including, but not limited to, an oxygenator, blood pump, heat exchanger, cannulae, tubing, filters, and other accessories (e.g., monitors, detectors, sensors, connectors). | C
91 | Cardiovascular | Cardiopulmonary bypass bubble detector | A cardiopulmonary bypass bubble detector is a device used to detect bubbles in the arterial return line of the cardiopulmonary bypass circuit. | B
92 | Cardiovascular | Cardiopulmonary bypass vascular catheter, cannula, or tubing | A cardiopulmonary bypass vascular catheter, cannula, or tubing is a device used in cardiopulmonary surgery to cannulate the vessels, perfuse the coronary arteries, and to interconnect the catheters and cannulas with an oxygenator. The device includes accessory bypass equipment. | B
93 | Cardiovascular | Cardiopulmonary bypass heart-lung machine console | A cardiopulmonary bypass heart- lung machine console is a device that consists of a control panel and the electrical power and control circuitry for a heart-lung machine. The console is designed to interface with the basic units used in a gas exchange system, including the pumps, oxygenator, and heat exchanger. | B
94 | Cardiovascular | Cardiopulmonary bypass defoamer | A cardiopulmonary bypass defoamer is a device used in conjunction with an oxygenator during cardiopulmonary bypass surgery to remove gas bubbles from the blood. | C
95 | Cardiovascular | Cardiopulmonary bypass heat exchanger | A cardiopulmonary bypass heat exchanger is a device, consisting of a heat exchange system used in extracorporeal circulation to warm or cool the blood or perfusion fluid flowing through the device. | B
96 | Cardiovascular | Cardiopulmonary bypass temperature controller | A cardiopulmonary bypass temperature controller is a device used to control the temperature of the fluid entering and leaving a heat exchanger. | B
97 | Cardiovascular | Cardiopulmonary bypass arterial line blood filter | A cardiopulmonary bypass arterial line blood filter is a device used as part of a gas exchange (oxygenator) system to filter nonbiologic particles and emboli (blood clots or pieces of foreign material flowing in the bloodstream which will obstruct circulation by blocking a vessel) out of the blood. It is used in the arterial return line. | C
98 | Cardiovascular | Cardiopulmonary bypass cardiotomy suction line blood | A cardiopulmonary bypass cardiotomy suction line blood filter is a device used as part of a gas exchange (oxygenator) system to filter nonbiologic particles and emboli (a blood clot or a piece of foreign material flowing in the bloodstream which will obstruct circulation by blocking a vessel) out of the blood. This device is intended for use in the cardiotomy suction line. | B
99 | Cardiovascular | Cardiopulmonary bypass pulsatile flow generator | A cardiopulmonary bypass pulsatile flow generator is an electrically and pneumatically operated device used to create pulsatile blood flow. The device is placed in a cardiopulmonary bypass circuit downstream from the oxygenator. | D
100 | Cardiovascular | Intraluminal artery stripper | An intraluminal artery stripper is a device used to perform an endarterectomy (removal of plaque deposits from arterisclerotic arteries.) | B
101 | Cardiovascular | External cardiac compressor | An external cardiac compressor is an externally applied prescription device that is electrically, pneumatically, or manually powered and is used to compress the chest periodically in the region of the heart to provide blood flow during cardiac arrest. External cardiac compressor devices are used as an adjunct to manual cardiopulmonary resuscitation (CPR) when effective manual CPR is not possible (e.g., during patient transport or extended CPR when fatigue may prohibit the delivery of effective/consistent compressions to the victim, or when insufficient EMS personnel are available to provide effective CPR). | C
102 | Cardiovascular | External transcutaneous cardiac pacemaker | An external transcutaneous cardiac pacemaker (noninvasive) is a device used to supply a periodic electrical pulse intended to pace the heart. The pulse from the device is usually applied to the surface of the chest through electrodes such as defibrillator paddles. | C
103 | Dermatological & Plastic Surgery | Organ bag. | An organ bag is a device that is a flexible plastic bag intended to be used as a temporary receptacle for an organ during surgical procedures to prevent moisture loss. | B
104 | Dermatological & Plastic Surgery | Surgical camera and accessories. | A surgical camera and accessories is a device intended to be used to record operative procedures. | A
105 | Dermatological & Plastic Surgery | Implantable ligating clip | An implantable clip is a clip-like device intended to connect internal tissues to aid healing. It is not absorbable. | C
106 | Dermatological & Plastic Surgery | Laser surgical instrument for use in general and plastic surgery and in dermatology. | A carbon dioxide laser for use in general surgery and in dermatology is a laser device intended to cut, destroy, or remove tissue by light energy emitted by carbon dioxide. | C
107 | Dermatological & Plastic Surgery | Low energy ultrasound wound cleaner | A low energy ultrasound wound cleaner is a device that uses ultrasound energy to vaporize a solution and generate a mist that is used for the cleaning and maintenance debridement of wounds. | B
108 | Dermatological & Plastic Surgery | Non-powdered surgeon's glove. | A non-powdered surgeon's glove is a device intended to be worn on the hands of operating room personnel to protect a surgical wound from contamination | A
109 | Dermatological & Plastic Surgery | Surgical drape and drape accessories | A surgical drape and drape accessories is a device made of natural or synthetic materials intended to be used as a protective patient covering to isolate a site of surgical incision from microbial and other contamination. | B
110 | Dermatological & Plastic Surgery | Suture retention device | A suture retention device is a device, such as a retention bridge, a surgical button, or a suture bolster, intended to aid wound healing by distributing suture tension over a larger area in the patient | B
111 | Anesthesiology | Anesthesia machine | A medical device used to generate and mix a fresh gas flow of medical gases and inhalational anaesthetic agents for the purpose of inducing,monitoring and maintaining anaesthesia. | C
112 | Anesthesiology | Aerosol delivery tubing | A flexible tube used in conjunction with an oxygen mask, endotracheal (ET) tube, humidifier, or nebulizer, intended for the delivery of aerosolized humidification, typically oxygen enriched. | A
113 | Anesthesiology | Aerosol face mask | A flexible, form-shaped device that is placed over the nose and mouth to deliver air, oxygen (O2), or a mixture of the two gases, with aerosolized particles, to a patient's airway. | B
114 | Anesthesiology | Aerosol inhalation monitor | It is a device that enables a medical professional to objectively assess in detail how the test subject uses their inhaler. | B
115 | Anesthesiology | Airway device cleaning utensil | A hand-held device intended to be used to clean an in situ and ex situ airway device. | A
116 | Anesthesiology | Airway pressure alarm | A device connected to the breathing circuit that monitors a patient's upper airway pressure during assisted mechanical ventilation. | A
117 | Anesthesiology | Airway pressure/oxygen monitor | It is a device intended to continuously measure and display the breathing circuit pressure and oxygen (O2) concentration levels of respiratory gases delivered to a patient through positive pressure ventilation systems. | B
118 | Anesthesiology | Airway protection face mask | A flexible, form-shaped device that is placed over the nose and mouth to provide respiratory protection. | A
119 | Anesthesiology | Airway temperature monitoring system | An assembly of devices used to continuously measure the temperature at a specific point along a ventilation airway. | B
120 | Anesthesiology | Airway tube forceps | A hand-held instrument used for grasping a tube for its insertion and/or extraction into/from the airways, or for grasping obstructive objects for their removal from the airways. | A
121 | Anesthesiology | Anaesthesia breathing circuit | An assembly of devices designed to conduct medical gases from the fresh gas supply outlet of an anaesthesia unit/workstation to the patient. | B
122 | Physical Support | Ankle continuous passive motion exerciser | Electrical device intended to continuously move the ankle joint (e.g., flexion, inversion/eversion) without patient assistance during continuous passive motion (CPM) exercise therapy usually following surgery or trauma to the joint. | B
123 | Physical Support | Ankle/foot orthosis | Intended to encompass the ankle joint, or the ankle and foot, to support, align, prevent, or correct orthopaedic deformities/injuries or to improve function of the ankle and/or foot; it may also be intended to offload and redistribute foot pressures that affect pedal circulation to improve blood flow and help heal diabetic foot ulcers or postsurgical wounds. | A
124 | Physical Support | Balance board | Intended to train patient with difficulties in balance (e.g., a paraplegic or a stroke victim) walks for balance training. | A
125 | Physical Support | Bed traction frame | Intended to treat patients with fractures and other orthopaedic disorders (e.g., of the lower or cervical spine, hip). | A
126 | Physical Support | Body arch traction table | Intended to support the body of a patient and provide traction for the back muscles and spine by flexing the patient into a reverse supine body arch. | A
127 | Physical Support | Canalith repositioning procedure chair, manual | Intended to treat balance disorders [e.g., benign paroxysmal positional vertigo (BPPV), canalithiasis] caused by displaced canaliths (otoconia) in the inner ear of the patient | A
128 | ENT | Adenotome | Surgical instrument intended to dissect the adenoids. | A
129 | ENT | Adenotome blade | Intended to mount on adenotome and perform dissection of adenoids. | B
130 | ENT | Audiometer testing system | An assembly of electronic reference devices intended to calibrate an audiometer. | A
131 | ENT | Audiometer | Intended for evaluation of hearing by generating tones throughout the audible range | B
132 | ENT | Evoked response auditory stimulator | An evoked response auditory stimulator is a device that produces a sound stimulus for use in evoked response measurements or electroencephalogram activation. | B
133 | ENT | Behind-the-ear air- conduction hearing aid | Intended to compensate for impaired hearing by transmitting amplified sound waves to the eardrum through air. | B
134 | ENT | Behind-the-ear air- conduction tinnitus masker | Intended to provide noise of sufficient intensity and bandwidth to mask tinnitus. | B
135 | ENT | Behind-the-ear bone- conduction tinnitus masker | Intended to provide ultrasonic broadband noise and/or sweep-frequency stimuli noise of sufficient intensity and bandwidth to mask tinnitus. | C
136 | ENT | Cochlear implant assessment system | Intended to perform an integrity test on the implantable portion of a cochlear implant (CI) system in-situ. | C
137 | ENT | Ear bowl | Constructed to fit the curvature of the head so that it will sit closely under the ear lobe and enable treatments of ear. | A
138 | ENT | Ear canal impression tray | Intended to hold and confine the impression material in opposition to the surfaces to be recorded, and to control the impression material while it sets to form the impression of the ear canal. | A
139 | ENT | Ear canal light | Intended to illuminate the ear canal. | A
140 | ENT | Ear excavator | Designed for cutting, scraping, scooping and removing tissue during a surgical procedure in or around the ear. | A
141 | ENT | Ear prosthesis | Intended to reconstruct the external ear by replacing damaged or missing tissue. | C
142 | ENT | Ear wick | Intended to minimize bleeding during ear surgery. | A
143 | ENT | Electroglottograph | Intended for recording the changes in electrical potential or impedance, resulting from movement of the vocal cords during respiration and phonation. | B
144 | ENT | Endaural curette | Designed for scraping within the ear canal (e.g., removing wax), and for procedures during middle ear surgery (e.g., removal of the superior bony rim). | A
145 | ENT | ENT chair, electric | Designed to support a patient in a seated position, electrically control position in a way to facilitate ear, nose, throat examination, treatment, and/or minor surgery. | A
146 | ENT | ENT chair, mechanical | Designed to support a patient in a seated position, mechanically control position in a way to facilitate ear, nose, throat examination, treatment, and/or minor surgery. | A
147 | ENT | ENT shaver system | Intended to resect/debride soft and osseous (bone) tissue in the nasal cavity or ear region during ear/nose/throat (ENT) or plastic surgery procedures; including functional endoscopic sinus surgery (FESS). | B
148 | ENT | ENT surgical microscope | Intended to magnify minute structures (e.g., nerves, vessels) in the performance of ear, nose, and/or throat (ENT) surgery requiring high magnification and adjustable focusing. | A
149 | ENT | ENT transilluminator | Intended to illuminate sinus tissue during an ear/nose/throat (ENT) procedure to render the tissue translucent for examination | A
150 | ENT | Evoked-potential audiometer | Electroacoustic instrument designed to evaluate the activity of the auditory pathway of the brain in response to an acoustic signal [auditory brainstem response (ABR)] in patients. | B
151 | ENT | Flexible fibreoptic nasopharyngo laryngoscope | Flexible endoscope intended for the visual examination and treatment of the nasal passages, including the sinus openings, the pharyngeal end of the auditory tube, the larynx, and the vocal cords. | B
152 | ENT | Flexible fibreoptic nasopharyngoscope | Flexible endoscope intended for the visual examination and treatment of nasopharynx (the upper part of the throat behind the nose). | B
153 | ENT | Flexible fibreoptic rhinoscope | Flexible endoscope intended for the visual examination and treatment of nasal cavity. | B
154 | ENT | Flexible fibreoptic sinoscope | Flexible endoscope intended for the visual examination and treatment of the paranasal sinuses during an ear/nose/throat (ENT) intervention. | B
155 | ENT | Flexible video antroscope | Flexible endoscope intended for the visual examination and treatment of a cavity, particularly the pathological changes in the area of the maxillary sinus. | B
156 | ENT | Impedance audiometer | Intended to evaluate the functional condition of the middle ear by changing the air pressure in the external auditory canal to measure and graph the mobility characteristics of the tympanic membrane. | B
157 | ENT | Nasal septum straightening forceps | Surgical instrument specifically designed to straighten the nasal septum through grasping and manipulation of the bone/cartilage of the septum during nasal reconstructive procedures. | A
158 | ENT | Otoscope, endoscopic | Intended to be used in otology mainly for observation, diagnosis, and treatment of the outer and/or middle ear. | A
159 | ENT | Tonsil knife | Intended for the removal of the tonsils during a surgical intervention. | A
160 | ENT | Tracheal bistoury | Designed for opening abscesses or slitting up sinuses and/or fistulas in the trachea. | A
161 | ENT | Middle ear mold | A middle ear mold is a preformed device that is intended to be implanted to reconstruct the middle ear cavity during repair of the tympanic membrane. | C
162 | ENT | Fully-implantable middle ear implant system | An implanted assembly of sterile devices intended to compensate for impaired hearing by transmitting vibrations to the middle ear. It is powered by a battery that is recharged inductively, via an external device. | C
163 | ENT | Larynx prosthesis | A device used for replacement and restoration of the laryngeal function, or for maintenance of patency of the larynx. | C
164 | ENT | Epistaxis balloon | Device intended to control internal nasal bleeding by exerting pressure against the sphenopalatine artery. | B
165 | ENT | Eustachian tube balloon dilation system | The system is intended for use in dilating the cartilaginous portion of the Eustachian tube for treating persistent Eustachian tube dysfunction. | B
166 | ENT | Argon laser for otology, rhinology, and laryngology | Device is used for the purpose of coagulating and vaporizing soft and fibrous tissues, including osseous tissue while performing ENT surgical procedure. | C
167 | ENT | Ear, nose, and throat microsurgical carbon dioxide laser | Device intended for the surgical excision of tissue from the ear, nose, and throat area while performing microsurgical procedures to excise lesions and tumors of the vocal cords and adjacent areas. | C
168 | ENT | Esophagoscope (flexible or rigid) | Device intended to examine or treat esophageal malfunction symptoms, esophageal or mediastinal disease, or to remove foreign bodies from the esophagus. | B
169 | ENT | Mediastinoscope and accessories | Device intended to examine or treat tissue in the area separating the lungs for diagnosis of tumors and lesions and to determine whether excision of certain organs or tissues is indicated. | B
170 | ENT | Laryngostroboscope | A laryngostroboscope is a device that is intended to allow observation of glottic action during phonation. | B
171 | ENT | Bone particle collector | A bone particle collector is a filtering device intended to be inserted into a suction tube during the early stages of otologic surgery to collect bone particles for future use. | A
172 | ENT | Suction antichoke device | A suction antichoke device is a device intended to be used in an emergency situation to remove, by the application of suction, foreign objects that obstruct a patient's airway to prevent asphyxiation to the patient. | C
173 | ENT | Tongs antichoke device | A tongs antichoke device is a device that is intended to be used in an emergency situation to grasp and remove foreign objects that obstruct a patient's airway to prevent asphyxiation of the patient. | C
174 | ENT | Powered nasal irrigator | A powered nasal irrigator is an AC-powered device intended to wash the nasal cavity by means of a pressure-controlled pulsating stream of water. | B
175 | ENT | External nasal splint | An external nasal splint is a rigid or partially rigid device intended for use externally for immobilization of parts of the nose. | A
176 | ENT | Antistammering device | An antistammering device intended to minimize a user's involuntary hesitative or repetitive speech. It also prevent the user from hearing the sounds of his or her own voice | B
177 | ENT | External upper esophageal sphincter compression device | An external upper esophageal sphincter compression device is intended to apply external pressure on the cricoid cartilage for the purpose of reducing the symptoms of laryngopharyngeal reflux disease. | C
178 | ENT | Wireless air-conduction hearing aid | A wireless air-conduction hearing aid is intended to compensate for impaired hearing that incorporates wireless technology in its programming or use. | B
179 | ENT | Hearing aid calibrator and analysis system | A hearing aid calibrator and analysis system is an electronic reference device intended to calibrate and assess the electroacoustic frequency and sound intensity characteristics emanating from a hearing aid, master hearing aid, group hearing aid or group auditory trainer. | B
180 | ENT | Tympanic membrane contact hearing aid | A tympanic membrane contact hearing aid is a prescription device that compensates for impaired hearing by vibrating the tympanic membrane through a transducer that is in direct contact with the tympanic membrane. | B
181 | ENT | Master hearing aid | A master hearing aid is an electronic device intended to simulate a hearing aid during audiometric testing. | B
182 | ENT | Active implantable bone conduction hearing system | The active implantable bone conduction hearing system is intended to compensate for conductive or mixed hearing losses by conveying amplified acoustic signals to the cochlea via mechanical vibrations on the skull bone. | C
183 | ENT | Battery-powered artificial larynx | A battery-powered artificial larynx is an externally applied device intended for use in the absence of the larynx to produce sound. | B
184 | ENT | Nasal dilator | A nasal dilator is a device intended to provide temporary relief from transient causes of breathing difficulties resulting from structural abnormalities and/or transient causes of nasal congestion associated with reduced nasal airflow. | A
185 | ENT | Transcutaneous air conduction hearing aid system | A transcutaneous air conduction hearing aid system is a wearable sound-amplifying device intended to compensate for impaired hearing without occluding the ear canal. | C
186 | ENT | Acoustic chamber for audiometric testing | An acoustic chamber for audiometric testing is a room that is intended for use in conducting diagnostic hearing evaluations and that eliminates sound reflections and provides isolation from outside sounds. | A
187 | ENT | Gustometer | A gustometer is a battery-powered device that consists of two electrodes that are intended to provide galvanic stimulus resulting in taste sensation. | B
188 | ENT | ENT cupped forceps | A forcep with a spoon-(dish) like configuration at the distal end, and is used to treat the ear, nose, and throat (ENT), and remove tissue from the body. | A
189 | ENT | Tongue depressor | A surgical instrument used to move the tongue to facilitate examination of surrounding organs and tissue. | A
190 | ENT | Tonsillectome | A manually operated surgical device used to dissect the tonsils. | A
191 | ENT | ENT Nasal snare | A hand-held manual surgical instrument intended to be inserted into the naris for the removal of tissue, typically polyps, tumours, and other abnormal tissue from the nasal cavity during ear/nose/throat (ENT) surgery | A
192 | ENT | Otoscope, direct | A portable, battery-powered, hand-held device (non-endoscopic) primarily designed for examination of the outer ear canal and tympanic membrane (eardrum) by direct viewing through the ear opening. | A
193 | ENT | Soft-tissue surgical forceps, alligator | A long, thin, hand-held manual surgical instrument designed to facilitate grasping and manipulation of soft-tissues/anatomical structures [typically during ear/nose/throat (ENT) surgery]. | A
194 | ENT | Ear, nose, and throat electric or pneumatic surgical drill | An ear, nose, and throat electric or pneumatic surgical drill is a rotating drilling device, including the handpiece, that is intended to drive various accessories, such as an ear, nose, and throat bur for the controlled incision or removal of bone in the ear, nose, and throat area. | B
195 | Radiotherapy | Medical charged- particle radiation therapy system | A medical charged-particle radiation therapy system is a device that produces by acceleration high energy charged particles (e.g., electrons and protons) intended for use in radiation therapy. | C
196 | Radiotherapy | Absorbable perirectal spacer | An absorbable perirectal spacer is composed of biodegradable material that temporarily positions the anterior rectal wall away from the prostate during radiotherapy for prostate cancer with the intent to reduce the radiation dose delivered to the anterior rectum. | C
197 | Radiotherapy | Absorbable tissue spacer for radiotherapy | An absorbable material used to reduce radiation exposure of normal tissue during radiotherapy by implanting surgically or percutaneously between tissue, internal organs, etc. , to make a space between the malignant tumor and normal tissue. | D
198 | Radiotherapy | Applicator for bile duct manual brachytherapy | A manual brachytherapy applicator specifically designed for bile duct radiation therapy. An applicator designed to have a configuration that facilitates manual placement (puncture or placement and removal using an endoscope or a diagnostic imaging system) of single or multiple therapeutic radiation sources in treatment sites in the bile duct. | C
199 | Radiotherapy | Applicator for bladder manual brachytherapy | A manual brachytherapy applicator designed to facilitate manual placement (puncture or placement and removal using an endoscope or a diagnostic imaging system) of single or multiple therapeutic radiation sources in treatment sites in the bladder. | C
200 | Radiotherapy | Applicator for bladder remote after loading brachytherapy | A remote controlled brachytherapy applicator specifically designed for bladder radiation therapy. It is designed to be temporarily implanted in the bladder. It serves as a guide for computer-controlled temporary placement and removal of a single or multiple therapeutic radiation sources at treatment sites. | C
201 | Radiotherapy | Applicator for brachytherapy bile duct remote after loading | A remote controlled brachytherapy applicator specifically designed for bile duct radiation therapy. It is designed to be temporarily implanted in the bile duct. It serves as a guide for computer-controlled temporary placement and removal of a single or multiple therapeutic radiation sources at treatment sites. | C
202 | Radiotherapy | Applicator for brachytherapy Cervical/endometrial remote after loading | A remote controlled brachytherapy applicator specifically designed for uterine cervical or intrauterine radiation therapy. It is designed to be temporarily implanted in the body. It serves as a guide for computer- controlled temporary placement and removal of a single or multiple therapeutic radiation sources in the uterine cervix and endometrium. | C
203 | Radiotherapy | Applicator for brachytherapy non- central circulatory general-purpose manual | A general-purpose brachytherapy applicator used to facilitate radiotherapy. A single or module applicator designed to facilitate manual placement (puncture, local placement, placement under endoscopy, and placement and removal using an image diagnostic system) of single or multiple therapeutic radiation sources in treatment sites in the non-central circulatory system. | C
204 | Radiotherapy | Applicator for brachytherapy non- central circulatory general-purpose remote after loading | A general-purpose remote controlled brachytherapy applicator used to facilitate radiotherapy. It is designed to be temporarily implanted in the body. It serves as a guide for computer-controlled temporary placement and removal of a single or multiple therapeutic radiation sources at treatment sites in the non-central circulatory system. | C
205 | Radiotherapy | Applicator for bronchial manual brachytherapy applicator | A manual brachytherapy applicator specifically designed for temporarily use in bronchial radiation therapy. A single or module applicator designed to facilitate manual placement (placement using an endoscope or positioning, placement and removal using a diagnostic imaging system) of single or multiple therapeutic radiation sources in treatment sites. It may be designed to be standard in configuration or to handle specific radiation sources. | C
206 | Radiotherapy | Applicator for bronchial remote after loading brachytherapy | A remote controlled brachytherapy applicator specifically designed for bronchial radiation therapy. It is designed to be temporarily implanted in the body. It serves as a guide for computer-controlled temporary placement and removal of a single or multiple therapeutic radiation sources in the bronchus. This device group includes various applicators such as hollow needles, tubes, and catheters, as well as associated devices and connectors. | C
207 | Radiotherapy | Applicator for esophagus manual brachytherapy | A manual brachytherapy applicator specifically designed for esophagus radiation therapy. A single or module applicator designed to facilitate manual placement (puncture or placement and removal using an endoscope or a diagnostic imaging system) of single or multiple therapeutic radiation sources in treatment sites in the esophagus. It may be designed to be standard in configuration or to handle specific radiation sources. | C
208 | Radiotherapy | Applicator for esophagus remote after loading brachytherapy | A remote controlled brachytherapy applicator specifically designed for esophagus radiation therapy. It is designed to be temporarily implanted in the esophagus. It serves as a guide for computer-controlled temporary placement and removal of a single or multiple therapeutic radiation sources. This device group includes various applicators such as hollow needles, tubes, and catheters, as well as associated devices and connectors. | C
209 | Radiotherapy | Applicator for eye manual brachytherapy | A template with a groove on the one side. The groove shows the position of the brachytherapy source that is manually, temporarily delivered to the eye surface. The other side is shielded. | C
210 | Radiotherapy | Applicator for manual cervical/endometrial brachytherapy | A manual brachytherapy applicator specifically designed for uterine cervix or intrauterine radiation therapy. A single or module applicator designed to facilitate manual placement (puncture, placement with an endoscope or a diagnostic imaging system) of single or multiple therapeutic radiation sources in treatment sites. | C
211 | Radiotherapy | Applicator for manual rectal/anal brachytherapy | A manual brachytherapy applicator specifically designed for rectal and/or anal radiation therapy. A single or module applicator designed to facilitate manual placement (puncture or placement and removal using an endoscope or a diagnostic imaging system) of single or multiple therapeutic radiation sources in treatment sites in the rectum and/or anus. | C
212 | Radiotherapy | Applicator for nasopharynx manual brachytherapy | A manual brachytherapy applicator specifically designed for nasopharyngeal radiation therapy. A single or module applicator designed to facilitate manual placement (puncture, endoscopic placement or placement and removal using a diagnostic imaging system) of single or multiple therapeutic radiation sources in treatment sites in the nasopharynx. | C
213 | Radiotherapy | Applicator for nasopharynx remote after loading brachytherapy | A remote controlled brachytherapy applicator specifically designed for nasopharyngeal radiation therapy. It is designed to be temporarily implanted in the body. It serves as a guide for computer-controlled temporary placement and removal of a single or multiple therapeutic radiation sources in the nasopharynx. | C
214 | Radiotherapy | Applicator for neck manual brachytherapy | A manual brachytherapy applicator specifically designed for neck radiation therapy. A single or module applicator designed to facilitate manual placement (puncture, local placement or placement and removal using a diagnostic imaging system) of single or multiple therapeutic radiation sources in treatment sites in the neck tissues. | C
215 | Radiotherapy | Applicator for neck remote after loading brachytherapy | A remote controlled brachytherapy applicator specifically designed for neck radiation therapy. It is designed to be temporarily implanted in the neck tissues. It serves as a guide for computer-controlled temporary placement and removal of a single or multiple therapeutic radiation sources. | C
216 | Radiotherapy | Applicator for pancreas manual brachytherapy | A manual brachytherapy applicator specifically designed for pancreatic radiation therapy. A single or module applicator designed to facilitate manual placement (puncture, endoscopic placement, or placement and removal using a diagnostic imaging system) of single or multiple therapeutic radiation sources in treatment sites in the pancreas. It may be designed to be standard in configuration or to handle specific radiation sources. | C
217 | Radiotherapy | Applicator for pancreas remote after loading brachytherapy | A remote controlled brachytherapy applicator specifically designed for pancreatic radiation therapy. It is designed to be temporarily implanted in the pancreas. It serves as a guide for computer-controlled temporary placement and removal of a single or multiple therapeutic radiation sources at treatment sites. | C
218 | Radiotherapy | Applicator for prostate manual brachytherapy | A manual brachytherapy applicator specifically designed for prostate radiation therapy. A single or module applicator designed to facilitate manual placement (puncture or placement or removal with a trigger loading device, an endoscope or a diagnostic imaging system) of single or multiple therapeutic radiation sources in treatment sites in the prostate gland. It may be designed to be standard in configuration or to handle specific radiation sources. | C
219 | Radiotherapy | Applicator for prostate remote after loading brachytherapy | A remote controlled brachytherapy applicator specifically designed for prostate radiation therapy. It is designed to be temporarily implanted in the prostate gland. It serves as a guide for computer-controlled temporary placement and removal of a single or multiple therapeutic radiation sources. | C
220 | Radiotherapy | Applicator for rectal/anal remote after loading brachytherapy | A remote controlled brachytherapy applicator specifically designed for rectal or anal radiation therapy. It is designed to be temporarily implanted in the rectum or anus. It serves as a guide for computer-controlled temporary placement and removal of a single or multiple therapeutic radiation sources. | C
221 | Radiotherapy | Applicator for tongue manual brachytherapy | A manual brachytherapy applicator specifically designed for lingual radiation therapy. A single or module applicator designed to facilitate manual placement (puncture, local placement or placement and removal using a diagnostic imaging system) of single or multiple therapeutic radiation sources in treatment sites in the tongue and the surrounding tissues. It may be designed to be standard in configuration or to handle specific radiation sources. | C
222 | Radiotherapy | Applicator for tongue remote after loading brachytherapy | A remote controlled brachytherapy applicator specifically designed for tongue or oral cavity radiation therapy. It is designed to be temporarily implanted in the tongue or the surrounding tissues. It serves as a guide for computer-controlled temporary placement and removal of a single or multiple therapeutic radiation sources. | C
223 | Radiotherapy | Applicator for vaginal manual brachytherapy | A manual brachytherapy applicator specifically designed for vaginal or transvaginal radiation therapy. A single or module applicator designed to facilitate manual placement (puncture, local placement, endoscopic placement or placement and removal using a diagnostic imaging system) of single or multiple therapeutic radiation sources in treatment sites. | C
224 | Radiotherapy | Applicator for vaginal remote after loading brachytherapy | A remote controlled brachytherapy applicator specifically designed for vaginal or transvaginal radiation therapy. It is designed to be temporarily implanted in the body. It serves as a guide for computer-controlled temporary placement and removal of a single or multiple therapeutic radiation sources in the vagina. | C
225 | Radiotherapy | Bile duct brachytherapy system applicator, remote-after loading | A remote after loading brachytherapy applicator specifically designed for use in radiation therapy treatments of the bile duct. It is designed for temporary insertion into the bile duct and serve as a guide for computer-controlled placement and removal of single or multiple radioactive sources. | C
226 | Radiotherapy | Bladder brachytherapy system applicator, manual | A manual brachytherapy applicator specifically designed to be used in radiation therapy treatments of the bladder. | C
227 | Radiotherapy | Blood vessel manual brachytherapy applicator | A manual brachytherapy applicator designed exclusively for blood vessel radiotherapy. Most commonly, it is used to prevent formation of plaque, stenosis and restenosis in blood vessels after surgery. A single or module device designed to facilitate manual placement (placement and removal under endoscopy or using an image diagnostic system) of single or multiple therapeutic radiation sources in the treatment site. | D
228 | Radiotherapy | Blood vessel remote after loading brachytherapy applicator | A remote controlled brachytherapy applicator designed exclusively for radiotherapy in blood vessels. This treatment is used to prevent plaque formation. and stenosis in blood vessels after surgery. It is designed for temporary implantation in a blood vessel, and serves as a guide for computer-controlled temporary placement and removal of single or multiple therapeutic radiation sources at treatment sites. | D
229 | Radiotherapy | Brachytherapy needle | A sterile, sharp bevel-edged, hollow tubular metal instrument that is used to inject radionuclide into a body cavity or tissue as a source of nuclear radiation for cancer therapy (brachytherapy). | B
230 | Radiotherapy | Brachytherapy radionuclide phantom, anthropomorphic | A device that consists of preserved human or animal tissue, or a two or three-dimensional (3-D) tissue- equivalent model designed to simulate the functional, physical, or a combination of these characteristics of normal or diseased human organs. | B
231 | Radiotherapy | Brachytherapy system chair | A mains electricity (AC-powered) device (a chair or stool) that is a component of a brachytherapy system and which is specifically designed to support and position a patient during brachytherapy radiation treatments given by either a manual applicator or a remote after loading brachytherapy system applicator. | B
232 | Radiotherapy | Brachytherapy system remote after loading source safe | A component of a remote after loading brachytherapy system consisting of a shielded vault, and associated source retraction and extrusion mechanisms, alarms, and related mechanical, electronic and software controls, used to shield the brachytherapy sources in order to protect system operators, brachytherapy patients and others from the continuous emissions of the radioactive brachytherapy source(s) when they are not in use. | C
233 | Radiotherapy | Brachytherapy system remote after loading source transfer tube | The transfer tube, when attached to the applicator and the after loading system, provides a continuous closed passage that allows for moving either a radioactive source(s) and/or positioning markers from the shielded source storage compartment of the remote after loading brachytherapy system into appropriate positions within a brachytherapy applicator that has been positioned at a location either on the surface of, or within, the patient. | C
234 | Radiotherapy | Brain brachytherapy system applicator, remote-after loading | A remote after loading brachytherapy applicator specifically designed for use in radiation therapy treatments of the brain. It is designed for temporary implantation within the body and serve as a guide for computer-controlled placement and removal of single or multiple radioactive sources in the brain. | C
235 | Radiotherapy | Brain manual brachytherapy applicator | An applicator specifically designed for brain radiotherapy. A single or module applicator designed to facilitate manual placement (puncture, placement under endoscopy, or placement and removal using an image diagnostic system) of single or multiple therapeutic radiation sources in the brain. | D
236 | Radiotherapy | Brain remote after loading brachytherapy applicator | A remote controlled brachytherapy applicator designed exclusively for brain radiotherapy for temporary implantation in the body. It serves as a computer- controlled guide for temporary placement and removal of a single or multiple therapeutic radiation sources in the brain. | D
237 | Radiotherapy | Breast ductography cannula | A thin, sterile, semi-rigid or rigid metal tube that is inserted into the nipple of the female breast to inject a contrast medium into the lactiferous ducts to enhance their visualization during a radiographic procedure. | C
238 | Radiotherapy | Central circulatory general-purpose manual brachytherapy applicator | A single or module applicator designed to facilitate manual placement (puncture, local placement, placement under endoscopy or placement and removal using an image diagnostic system) of single or multiple therapeutic radiation sources in treatment sites in the central circulatory system. | D
239 | Radiotherapy | Central circulatory general-purpose remote after loading brachytherapy applicator | Intended to be temporarily implanted in the body. It serves as a guide for computer-controlled temporary placement and removal of a single or multiple therapeutic radiation sources at treatment sites in the central circulatory system. | D
240 | Radiotherapy | Central circulatory manual brachytherapy therapeutic radionuclide system | A device that places a radiation source manually or automatically at the treatment site in the central circulatory system for providing a required radiation dose during radiotherapy. This device does not equip a remotely controlled radiation source transporter. | D
241 | Radiotherapy | Central circulatory permanent implant manual brachytherapy therapeutic radionuclide source | A device for the central circulatory system to be placed permanently in the body for radiotherapy which is necessary for treatment and symptomatic therapy, and uses natural radioisotopes or radioisotopes produced by an accelerator or a nuclear reactor. The radiation source, which is permanently placed manually, is designed to achieve compatibility with tissues. The radiation source can be selected from the following forms – e.g., microsphere, globe, stent, seed, and wire- in order to generate low-energy photons, beta particles, or alpha particles. | D
242 | Radiotherapy | Central circulatory remote after loading brachytherapy therapeutic radionuclide source | A device for the central circulatory system used as radiation source to deliver a high or low dose rate with an after-loading brachytherapy device designed for radiotherapy which is necessary for treatment and symptomatic therapy, and uses natural radioisotopes or radioisotopes produced by an accelerator or a nuclear reactor. | D
243 | Radiotherapy | Central circulatory remote after loading brachytherapy therapeutic radionuclide system | A device that places a radiation source temporarily at the treatment site in the central circulatory system for providing a required radiation dose during radiotherapy. This device equips a remotely controlled radiation source transporter. | D
244 | Radiotherapy | Central circulatory temporary placement manual brachytherapy therapeutic radionuclide source | A device for the central circulatory system that uses natural radioisotopes or radioisotopes produced by an accelerator or a nuclear reactor, and is placed in the body temporarily, and removed after the pre-determined treatment period. The radiation source, which is temporarily inserted manually, is supplied in various forms – e.g., encapsulated, sealed, plated, foiled, or embedded. | D
245 | Radiotherapy | Compact thermoluminescent dosimetry electrometer | Thermoluminescence dosimeter (TLD) is used to measure the radiation dose emitted to the phantom, eyes and other organs with high radio sensitivity. | A
246 | Radiotherapy | Conformal Brachytherapy Source | The intended use of the device is for the treatment of cancer by temporary intraoperative or surface irradiation. The device contains radioactive material with activity up to 200 mci and is indicated for treatment of temporary intraoperative, interstitial, intracavitary or surface application to treat selected localized tumors. | C
247 | Radiotherapy | High-frequency hyperthermia system | A system used to generate high-temperatures and to control the provision of heat to the body in the treatment of malignant and benign tumors, or other diseases. | C
248 | Radiotherapy | Intra-vaginal organ positioning device for diagnostic imaging and radiotherapy | A device that is specifically designed to be inserted in the vagina to properly position and fix the surrounding organs such as uterine cervix, rectum, and urinary bladder for image diagnosis or radiotherapy. This device is used to facilitate reproducible positioning for continuous image examination or continuous radiotherapy. | B
249 | Radiotherapy | Laser irradiation therapy kit | A kit includes a puncture needle, a guide wire, and a guiding sheath for guiding probes (used for laser irradiation therapy, for example). Not all of the components are included; in some products, two or more of components are integrated into one. | B
250 | Radiotherapy | Light beam patient position indicator | A light beam patient position indicator is a device that projects a beam of light (incoherent light or laser) to determine the alignment of the patient with a radiation beam. | A
251 | Radiotherapy | Living tissue radiotherapy system | A low energy X-ray therapy system designed to treat adjacent tumor lesions with high dose X-rays by placing soft X-ray beams from 5 to 50 kV inside the tumor tissue. It is used in both intraoperative radiation and stereotactic localized radiation therapy. | C
252 | Radiotherapy | Manual radionuclide applicator system | A manual radionuclide applicator system is a manually operated device intended to apply a radionuclide source into the body or to the surface of the body for radiation therapy. | A
253 | Radiotherapy | Medical neutron radiation therapy system | A medical neutron radiation therapy system is a device intended to generate high-energy neutrons for radiation therapy | C
254 | Radiotherapy | MOSFET radiation therapy dosimetry system | An assembly of devices using metal oxide semiconductor field-effect transistor (MOSFET) technology intended to be used for on-the-spot patient or anthropomorphic radiation dose verification and monitoring during radiation therapy and radiology procedures. Applications typically include radiation oncology therapy and dosimetry, treatment plan verification for in vivo dosimetry, brachytherapy, intraoperative radiation therapy, image-guided radiation therapy, and research. | B
255 | Radiotherapy | Non-central circulatory manual brachytherapy therapeutic radionuclide system | A device that places a radiation source manually or automatically at the treatment site in the non-central circulatory system for providing a required radiation dose during radiotherapy. | C
256 | Radiotherapy | Non-central circulatory permanent implant manual brachytherapy therapeutic radionuclide source | A non-central cardiovascular device which is histocompactible and containing an isotope naturally occurring or produced by an accelerator or a nuclear reactor, intended to be permanently implanted in the body for radiation therapy requiring treatment or symptomatic treatment. | C
257 | Radiotherapy | Non-central circulatory remote after loading brachytherapy therapeutic radionuclide source | A device for the non-central circulatory system used as radiation source to deliver a high or low dose rate with an after-loading brachytherapy device designed for radiotherapy which is necessary for treatment and symptomatic therapy, and uses natural radioisotopes or radioisotopes produced by an accelerator or a nuclear reactor. | C
258 | Radiotherapy | Non-central circulatory remote after loading brachytherapy therapeutic radionuclide system | A device that places a radiation source temporarily at the treatment site in the non-central circulatory system for providing a required radiation dose during radiotherapy. This device equips a remotely controlled radiation source transporter. | C
259 | Radiotherapy | Non-central circulatory temporary placement manual brachytherapy therapeutic radionuclide source | A non-central cardiovascular device containing an isotope naturally occurring or produced by an accelerator or a nuclear reactor, intended to be temporarily implanted in the body and to be removed after a prescribed duration of treatment. Used in brachytherapy, the device is placed and removed manually or under endoscopic observation. | C
260 | Radiotherapy | Non-powered accelerator system table | A mechanically-operated bed for radiotherapy designed to adjust the patient's posture and immobilize the patient for radiotherapy that uses a medical linear accelerator or non-linear accelerator. | A
261 | Radiotherapy | Non-powered neutron therapy table | A bed for radiotherapy designed to adjust the patient's posture and immobilize the patient for treatment that uses neutron rays that are generated from a nuclear reactor, etc. It is equipped with a table top that fixes the posture, pneumatic control, magnetic lock, crank, and lever for mechanical table top positioning control and table height control. | A
262 | Radiotherapy | Radionuclide brachytherapy table | A programmable bed for electric radiotherapy to adjust the patient's posture and immobilize the patient for treatment that uses an after loading short-distance irradiation treatment apparatus that is operated manually or electrically. | B
263 | Radiotherapy | Non-powered remote irradiation therapy table | A bed for radiotherapy designed to adjust the patient's posture and immobilize the patient for treatment that uses a remote radionuclide radiotherapy apparatus. | A
264 | Radiotherapy | Non-powered X-rays radiation therapy table | A bed for radiotherapy designed to adjust the patient's posture and immobilize the patient for treatment that uses an X-ray therapy apparatus. | A
265 | Radiotherapy | Operator radiation protection spectacles | A personal protection device that protects the eyes of the operator and other personnel from unnecessary exposure to primary radiation and scattered radiation associated with diagnosis and treatment. | B
266 | Radiotherapy | Patient positioning device for breast diagnostic imaging and radiotherapy | A device that is specifically designed to properly position and fix a female patient's breasts and chest for image diagnosis, image-guided surgery, interventional therapy, or radiotherapy. | B
267 | Radiotherapy | Patient positioning device for extremity diagnostic imaging and radiotherapy | A device that is specifically designed to properly position and fix a patient's arms and legs for image diagnosis, image-guided surgery, interventional therapy, or radiotherapy. | B
268 | Radiotherapy | Patient positioning device for pelvis diagnostic imaging and radiotherapy | The device that consists of frames, plates, or other parts, and is specifically designed to properly position and fix the patient's abdomen and pelvic region for image diagnosis, image-guided surgery, interventional therapy, or radiotherapy. | B
269 | Radiotherapy | Patient positioning device for whole body diagnostic imaging and radiotherapy | A device that consists of fixed or adjustable parts (e.g., frames and plates), and is specifically designed to properly position and fix the patient's whole body for image diagnosis, image-guided surgery, interventional therapy, or radiotherapy. | B
270 | Radiotherapy | Post Breast Biopsy Hemostatic Breast Compression Device | Intended to achieve and maintain hemostasis of a breast biopsy wound site. | C
271 | Radiotherapy | Powered neutron therapy table | A programmable bed for radiotherapy designed to adjust the patient's posture and immobilize the patient for treatment that uses neutron rays that are generated from the nuclear reactor, etc. | B
272 | Radiotherapy | Powered patient table for accelerator | A bed operates by programmable for electric radiotherapy designed to adjust the patient's posture and immobilize the patient for radiotherapy that uses medical linear accelerator or non-linear accelerator. | B
273 | Radiotherapy | Powered radiation therapy patient support assembly | A powered radiation therapy patient support assembly is an electrically powered adjustable couch intended to support a patient during radiation therapy | C
274 | Radiotherapy | Powered radionuclide brachytherapy table | A programmable bed for radiotherapy designed to adjust the patient's posture and immobilize the patient for treatment that uses an after loading short-distance irradiation treatment apparatus that is operated manually or electrically. | B
275 | Radiotherapy | Powered remote irradiation therapy table | A programmable electrically operated bed for radiotherapy designed to adjust the patient's posture and immobilize the patient for treatment that uses a remote cobalt 60 radiotherapy apparatus and other remote radionuclide radiotherapy apparatuses. | B
276 | Radiotherapy | Powered X-rays radiation therapy table | A programmable electrically operated bed for radiotherapy designed to adjust the patient's posture and immobilize the patient for treatment that uses an X- ray therapy apparatus. | B
277 | Radiotherapy | Radiation therapy beam-shaping block | A radiation therapy beam-shaping block is a device made of a highly attenuating material (such as lead) intended for medical purposes to modify the shape of a beam from a radiation therapy source | C
278 | Radiotherapy | Radiation therapy simulation system | A radiation therapy simulation system is a fluoroscopic or radiographic x-ray system intended for use in localizing the volume to be exposed during radiation therapy and confirming the position and size of the therapeutic irradiation field produced. | C
279 | Radiotherapy | Radiographic Protective Glove | A personnel protective glove is a device intended for medical purposes to protect the patient, the operator, or other persons from unnecessary exposure to radiation during radiologic procedures by providing an attenuating barrier to radiation | B
280 | Radiotherapy | Radionuclide brachytherapy source | A radionuclide brachytherapy source is a device that consists of a radionuclide which may be enclosed in a sealed container made of gold, titanium, stainless steel, or platinum and intended for medical purposes to be placed onto a body surface or into a body cavity or tissue as a source of nuclear radiation for therapy | C
281 | Radiotherapy | Radionuclide dynamic function testing equipment | A device used to measure and record temporal variations of radioisotope concentrations in the body. Specialized devices, such as devices for thyroid uptake measurement, renograms, and radioisotope blood volume measurement, are included. | B
282 | Radiotherapy | Radionuclide radiation therapy system. | A radionuclide radiation therapy system is a device intended to permit an operator to administer gamma radiation therapy, with the radiation source located at a distance from the patient's body. | C
283 | Radiotherapy | Radionuclide source for remote irradiation therapy | Radiation sources generated in a reactor and used as in a remote after loading system designed to deliver a therapeutic radiation beam to a target anatomical area. The radiation sources incorporated as a component of the remote after loading system are generally sealed. | C
284 | Radiotherapy | Radionuclide system contour detector for remote irradiation therapy | Intended to precisely determine the outline of the area of the body to be irradiated. Usually, the information obtained from this device is entered into a radiotherapy planning system and utilized for the radiotherapy plan. | C
285 | Radiotherapy | Real-time position management respiratory gating system, optical | An assembly of electronic devices designed to track the respiratory pattern of a patient by means of optical technology to correlate tumour position with the respiratory cycle during radiation treatment planning, radiotherapy, computed tomography (CT) imaging, or other radiation procedures. | C
286 | Radiotherapy | Rectal balloon for prostate immobilization | A rectal balloon for prostate immobilization is a single use, inflatable, non-powered positioning device placed in the rectum to immobilize the prostate in patients undergoing radiation therapy. | C
287 | Radiotherapy | Remote controlled radionuclide applicator system | A remote controlled radionuclide applicator system is an electromechanical or pneumatic device intended to enable an operator to apply, by remote control, a radionuclide source into the body or to the surface of the body for radiation therapy. | C
288 | Radiotherapy | Stationary radiation protection barrier | A device for permanent installation that forms a structural barrier that shields or attenuates radiation emitted from primary radiation source or scattered radiation source. | B
289 | Radiotherapy | Stereotactic radiotherapy accelerator system | A stereotactic radiation therapy system for treatment based on a linear accelerator (or microtron). The device may be used to inactivate lymphocytes. | C
290 | Radiotherapy | X-ray CT system for radiotherapy planning | A X-ray CT system that has a special configuration, containing hardware, software, etc. used in radiotherapy planning. It is used to determine the size and positioning of the therapeutic radiation field based on a series of treatment parameters to be generated. | C
291 | Radiotherapy | X-ray radiation therapy system | An x-ray radiation therapy system is a device intended to produce and control x-rays used for radiation therapy. | C
292 | Radiotherapy | X-ray/CT combined linear accelerator system | A combined system of a linear accelerator system and an X-ray CT system for radiotherapy planning. | C
293 | Radiotherapy | X-ray/CT combined particle radiotherapy equipment | A combined system of particle radiotherapy equipment and an X-ray CT system for radiotherapy planning. | C
294 | Radiotherapy | Patient Positioning System, Ultrasound | An assembly of devices used to locate, with ultrasound, internal soft-tissue anatomy that moves relative to external or bony landmarks, to enable subsequent adjustment of the patient for precise external beam radiation treatment of the target tissue. It typically includes an ultrasound imaging system, computerized workstation(s), optical tracking devices, and dedicated software. | C
295 | Radiotherapy | X-ray/MR combined linear accelerator system. | A system intended to provide treatment planning, image- guided stereotactic radiosurgery and precision radiotherapy for lesions, tumors and conditions anywhere in the body where radiation treatment in indicated. The system operates on the principle of linear acceleration of electrons, providing a predictable radiation field in a beam of well-defined dimensions | C
296 | OPTHAMOLOGY | Adaptometer | An ophthalmic device intended to measure the time required for retinal adaptation and the minimum light threshold. | B
297 | OPTHAMOLOGY | Amsler grid | An ophthalmic device intended to rapidly detect central and paracentral irregularities in the visual field. | A
298 | OPTHAMOLOGY | Anomaloscope | A ophthalmic instrument used to test a patient for abnormal red/green colour vision by differentiating the red/green colour vision defects. | A
299 | OPTHAMOLOGY | Aqueous/vitreous humour replacement medium kit | A collection of sterile devices, including a fluid or semifluid substance, used in combination to replace the fluid of the eye. | D
300 | OPTHAMOLOGY | Automated lensmeter(Dioptometer) | An ophthalmic instrument designed to measure the focusing power (dioptric power) and other optical characteristics of a spectacle lens, contact lens, or prism. | A
301 | OPTHAMOLOGY | Bagolini lens | An ophthalmic plane lens, intended to determine harmonious/anomalous retinal correspondence. | A
302 | OPTHAMOLOGY | Binocular vision test unit | An ophthalmic device for binocular vision testing. | A
303 | OPTHAMOLOGY | Blepharoplasty scissors | A hand-held, manual, ophthalmic surgical instrument intended to be used to cut eyelid tissue during plastic surgery of the eyelids (blepharoplasty). | A
304 | OPTHAMOLOGY | Capsular bag anchor | A device intended to be permanently implanted in the posterior chamber of the eye for correction and fixation of a subluxated capsular bag, typically in association with in-the-bag intraocular lens (IOL) implantation. | C
305 | OPTHAMOLOGY | Colour discrimination tester | An ophthalmic lamp, used to test a person's ability to differentiate between colours. | A
306 | OPTHAMOLOGY | Colour-discrimination eye chart | Intended for testing colour vision. | A
307 | OPTHAMOLOGY | Conjunctival scissors | A hand-held, manual, ophthalmic surgical instrument intended to be used to cut the conjunctiva and Tenon’s capsule on the eye surface to access the sclera. | A
308 | OPTHAMOLOGY | Contact Lens (Including Coloured Contact Lens) | Device intended to be worn directly against the cornea and adjacent limbal and scleral areas of the eye to correct vision conditions or act as a therapeutic bandage or/and to change the appearance of the eye for decorative purposes. | B
309 | OPTHAMOLOGY | Contact lens agitation cleaning system | An assembly of devices used to clean and disinfect contact lenses through automated or manual mechanical agitation . | B
310 | OPTHAMOLOGY | Contact lens disinfecting solution | An aqueous formulation containing appropriate agents for loosening debris from contact lenses, and that contains a disinfectant intended to act on contact lens. | B
311 | OPTHAMOLOGY | Contact lens protein-removal solution | A formulation of proteolytic enzymes, used to remove debris and protein deposits from reusable contact lenses, or to remove protein deposits only. | B
312 | OPTHAMOLOGY | Contact lens radius gauge | A measuring instrument used in ophthalmology to determine the radius of curvature of contact lenses. | A
313 | OPTHAMOLOGY | Contact lens thermal cleaner | A unit intended to disinfect or sterilize reusable soft contact lenses by means of heat. | B
314 | OPTHAMOLOGY | Corneal burr manual instrument | A hand-held, ophthalmic surgical instrument, used to excavate corneal tissue through manual rotation. | B
315 | OPTHAMOLOGY | Corneal burr system | An assembly of devices designed for abrasion of the cornea and other eye tissues. | B
316 | OPTHAMOLOGY | Corneal burr, abrasion | A device designed for abrasion of the cornea to polish corneal scratches and/or the pterygium bed after surgical removal, and/or for abrasion of lid margin lesions. | B
317 | OPTHAMOLOGY | Corneal burr, rust ring removal | A device designed for gentle removal of rust stains (rust rings) from the cornea after the extraction of a ferrous foreign object. | B
318 | OPTHAMOLOGY | Corneal epithelium perforator | Intended to create a number of small perforations in the epithelial layer of the cornea through which riboflavin can pass into the cornea during corneal collagen crosslinking, to treat corneal ectasia (typically keratoconus). | B
319 | OPTHAMOLOGY | Corneal epithelium trephine | Intended to create a circular cut through the epithelial layer of the cornea to create an epithelial flap intended to be folded back during laser assisted epithelial keratomileusis (LASEK) surgery, after which the flap is replaced. | B
320 | OPTHAMOLOGY | Corneal inlay, aperture reducing | A implantable device inserted into the natural cornea to treat presbyopia based on aperture reduction. | C
321 | OPTHAMOLOGY | Corneal inlay, cornea- reshaping | A implantable device inserted into the natural cornea to treat refractive errors by reshaping the cornea. | C
322 | OPTHAMOLOGY | Corneal light shield | A device, typically made of a non- abrasive fluid-absorbing material that is placed on the surface of the cornea to shield the retina from excessive illumination during an ophthalmic procedure. | B
323 | OPTHAMOLOGY | Corneal marker | A manual instrument intended to be used to imprint, indent, and/or incise corneal tissue prior to an ophthalmic surgical procedure. | B
324 | OPTHAMOLOGY | Corneal resection holder | A device designed to hold donated corneal tissue so that it can be resected in preparation for transplantation. | B
325 | OPTHAMOLOGY | Corneal scissors | A hand-held, manual, ophthalmic surgical instrument intended to be used to cut corneal tissue. | B
326 | OPTHAMOLOGY | Corneal shield | A mechanical eye shield made of collagen that is placed on the eye to protect the cornea. | B
327 | OPTHAMOLOGY | Corneoscleral punch | A hand-held, manual ophthalmic surgical instrument designed to excise a segment of tissue from the sclera or cornea of a patient or from grafts taken from cadaver donors. | B
328 | OPTHAMOLOGY | Diagnostic condensing lens | An ophthalmic lens used in binocular indirect ophthalmoscopy to focus reflected light from the fundus of the eye. | A
329 | OPTHAMOLOGY | Donor cornea container | A receptacle intended to maintain, transport, and facilitate clinical examination of a donated cornea during the period between cornea collection and transplantation surgery. | C
330 | OPTHAMOLOGY | Eikonometer | An ophthalmic instrument for diagnosing aniseikonia. | A
331 | OPTHAMOLOGY | Electronic occlusion spectacles | An ophthalmic device designed to test and train vision for conditions where decreased visual acuity may be due to unequal vision in the eyes. | A
332 | OPTHAMOLOGY | Endoscopic-imaging ophthalmic solid-state laser system | A device assembly intended to treat retinal and other eye disorders, such as glaucoma, during endoscopic cyclophotocoagulation (ECP) procedures. | C
333 | OPTHAMOLOGY | Enucleation scissors | A hand-held, manual, ophthalmic surgical instrument used to cut tissue during eye surgery involving enucleation of the eye and/or its related structures. | A
334 | OPTHAMOLOGY | Epiretinal/inner limiting membrane scraper | A hand-held manual surgical instrument intended to be used during posterior segment surgery to lift the inner limiting membrane (ILM) and/or an epiretinal membrane (ERM), and which may have additional posterior segment membrane manipulation uses. | B
335 | OPTHAMOLOGY | Euthyscope | A modified ophthalmoscope that projects a bright light encompassing an arc of approximately 30 degrees on the fundus of the eye for the treatment of amblyopia. | A
336 | OPTHAMOLOGY | Exophthalmometer | An ophthalmic instrument used to measure the degree of exophthalmos. | A
337 | OPTHAMOLOGY | Eye cup | A receptacle designed to fit around the eye socket and which is filled with warm water or an eyewash solution and placed over the eye to allow the liquid to wash the affected eye. | A
338 | OPTHAMOLOGY | Eye heat therapy pack | A device intended to be placed over closed eyes to apply heat for the treatment of meibomian gland dysfunction (MGD), dry eye syndromes, blepharitis and other related ocular conditions. | B
339 | OPTHAMOLOGY | Eye irrigation shield | A device intended to be used with an eye irrigation kit/system to direct irrigation solution to the surface of the eye and allow the solution to gently lavage the surface of the eye. | A
340 | OPTHAMOLOGY | Eye muscle clamp | An hand-held manual ophthalmic surgical instrument designed to atraumatically grasp and hold the extraocular muscles (EOM) during an ophthalmic surgical intervention. | B
341 | OPTHAMOLOGY | Eye muscle sleeve | An implantable device made from synthetic materials that is used to encase or isolate an ocular muscle. | C
342 | OPTHAMOLOGY | Eye pad | A sterile, cushion-like device intended to protect the eye or to absorb eye secretions. | A
343 | OPTHAMOLOGY | Eye spud | A hand-held, manual, ophthalmic surgical instrument intended to be used to remove a foreign body/object embedded in or adhering to the surface of the eye globe. | A
344 | OPTHAMOLOGY | Eye valve | An implantable device designed to regulate the flow of fluid between the anterior chamber and the space around the conjunctiva of the eye by allowing flow when the pressure in the chamber is above a pre-set value. | C
345 | OPTHAMOLOGY | Eyelid clamp | A hand-held manual surgical instrument designed to atraumatically grasp and hold the eyelid during an ophthalmic surgical intervention. | A
346 | OPTHAMOLOGY | Eyelid weight, external | An ophthalmic device that is applied to the outside of the upper eyelid to "lidload" the eyelid to restore upper eyelid muscle function. | A
347 | OPTHAMOLOGY | Eyelid weight, implantable | An ophthalmic device that is implanted subcutaneously within the upper eyelid to "lidload" the eyelid to restore upper eyelid muscle function. | C
348 | OPTHAMOLOGY | Felt tangent screen | A black tangent screen intended for assessing the extent of the patient's peripheral visual field by mapping the visual response to a test object moved from the periphery towards the centre of the screen. | A
349 | OPTHAMOLOGY | Femtosecond ophthalmic solid-state laser system | A device assembly in which input energy is used to excite a glass/crystal rod to emit a high-power laser beam intended for ocular resections and incisions. | C
350 | OPTHAMOLOGY | Fibreoptic general-purpose ophthalmic hook | A hand-held manual surgical instrument inserted into the eye during surgical intervention to manipulate anatomical structures or foreign bodies within the eye and simultaneously conduct a field of cold light to illuminate the surgical site. | A
351 | OPTHAMOLOGY | Flieringa ophthalmic ring | A circular band, sutured to the sclera to prevent collapse of the globe during difficult intraocular operations. | A
352 | OPTHAMOLOGY | Fornixscope | A manually-operated, ophthalmic device intended to provide indirect access and viewing of the upper conjunctival fornix and inner surface of the eyelid as an alternative to eyelid eversion. | A
353 | OPTHAMOLOGY | Fresnel lens | A very thin and flexible ophthalmic lens intended to be applied to the back of spectacle lenses to focus light to a focal point to help manage various vision conditions. | A
354 | OPTHAMOLOGY | Fresnel prism | A device intended to be applied to spectacle lenses to give a prismatic effect typically to manage strabismus or other eye muscle dysfunction. | A
355 | OPTHAMOLOGY | Fundus-imaging ophthalmic diode laser system | Intended for: ocular laser treatment procedures, including coagulation of abnormal retinal vasculature; and capturing real-time digital images of the anterior/posterior eye segments created using colour, fluorescein angiography and infrared imaging, for diagnosis/treatment planning. | C
356 | OPTHAMOLOGY | Fundus-imaging ophthalmic solid-state laser system | Intended to coagulate abnormal vascular tissue in the retina and for other ocular photocoagulation procedures. | C
357 | OPTHAMOLOGY | Glaucoma supraciliary implant | A non-bioabsorbable synthetic polymer device designed to be implanted in the supraciliary space (between the ciliary muscle/body and the sclera) for the restoration of aqueous humour outflow and subsequent reduction of intraocular pressure as part of treatment for open angle glaucoma. | C
358 | OPTHAMOLOGY | Glaucoma therapy ultrasound system | A system designed to transduce radio- frequency (RF) electrical energy from a generator into ultrasound energy, for the extracorporeal application of high intensity focused ultrasound (HIFU) to the eye, to decrease aqueous humour production and reduce intraocular pressure (IOP) | C
359 | OPTHAMOLOGY | Haidinger brush imager | An ophthalmic device designed to produce an image which facilitates his/her visual function evaluation, particularly the macular integrity. | A
360 | OPTHAMOLOGY | Hand-held campimeter | A portable, hand-held device intended for assessing the central 30º visual field. | A
361 | OPTHAMOLOGY | Hand-held telescope | A device that consists of an arrangement of ophthalmic lenses or mirrors with a handle intended to enlarge images for a visually impaired patient/person. | A
362 | OPTHAMOLOGY | Hruby fundus lens | A 55 dioptre non-contact diagnostic ophthalmic lens intended for use in the examination of the vitreous body and the fundus of the eye under slitlamp illumination and magnification. | A
363 | OPTHAMOLOGY | Implantable intraocular pressure monitoring system | An assembly of portable devices intended to continuously or regularly collect and display intraocular pressure (IOP) data for the diagnosis/monitoring of glaucoma. | C
364 | OPTHAMOLOGY | Implantable iris prosthesis | An optical device intended to be implanted into the posterior chamber of the eye for the reconstruction of partial or total iris defects. | C
365 | OPTHAMOLOGY | Indirect binocular ophthalmoscope | An ophthalmic instrument designed to examine the interior of the eye allowing the examiner to clearly see a wide angle, stereoscopic impression of the details of the fundus (retina) and other structures. | A
366 | OPTHAMOLOGY | Intracorneal ring | An implantable, open-ended circular band designed to flatten the anterior corneal curvature, without disturbing the visual axis, to correct mild and moderate myopia. | C
367 | OPTHAMOLOGY | Intranasal lacrimal neurostimulator | A hand-held device intended to be used in the home to provide electrical stimulation to sensory neurons of the nasal cavities to acutely increase tear production as treatment for aqueous deficient dry eye. | C
368 | OPTHAMOLOGY | Intraocular pressure-reducing system | An assembly of manually-operated devices designed to reduce the intraocular pressure (IOP) by applying a controlled, external, mechanical compression to the surface of the eye in preparation for ophthalmic surgery. | C
369 | OPTHAMOLOGY | Keratome | An ophthalmic surgical instrument intended to shave tissue from sections of the cornea for a lamellar (partial thickness) transplant. | B
370 | OPTHAMOLOGY | Lacrimal tube | A implantable, single-lumen tube intended to provide tear drainage from the front surface of the eye, and also to facilitate saline solution irrigation to a paranasal sinus to manage chronic rhinosinusitis. | C
371 | OPTHAMOLOGY | Lens spoon | A hand-held ophthalmic surgical instrument used in ophthalmic surgery to manipulate/remove the lens of the eye. | A
372 | OPTHAMOLOGY | Maddox trial lens | A special ophthalmic trial lens in the form of a rod or series of rods (grooves/cylinders) that changes the size, shape, and colour of an image to dissociate the eyes in the evaluation of eye muscle dysfunction. | A
373 | OPTHAMOLOGY | Mirror-prism spectacles | An optical device intended to enable the patient to see over the top of their head enabling them to look forward in the direction their head is pointing. | A
374 | OPTHAMOLOGY | Nystagmus inducing optokinetic drum | An ophthalmic device intended to elicit nystagmus. | A
375 | OPTHAMOLOGY | Nystagmus inducing tape | An ophthalmic device intended to be moved across a patient's field of vision to elicit optokinetic nystagmus and to test for blindness. | A
376 | OPTHAMOLOGY | Ophthalmic calliper | A hand-held manual ophthalmic measuring instrument consisting of two legs hinged at one end and designed to measure the diameter, length, angles, and thicknesses of the eye. | A
377 | OPTHAMOLOGY | Ophthalmic clip | A device typically made of a malleable metal (e.g., tantalum), intended to be implanted permanently or temporarily to bring together the edges of a wound, to aid in healing or to prevent bleeding from small blood vessels in the eye. | C
378 | OPTHAMOLOGY | Ophthalmic cryosurgical system | An assembly of devices designed to apply cold from a gaseous or liquid refrigerant (cryogen) to a target tissue for its destruction and removal during an ophthalmic surgical procedure. | C
379 | OPTHAMOLOGY | Ophthalmic distometer | An ophthalmic instrument designed to measure the distance between the cornea and a spectacle or trial lens (vertex distance). | A
380 | OPTHAMOLOGY | Ophthalmic dye laser system | A laser device assembly intended to coagulate abnormal vascular tissue in the retina, and for other photocoagulation procedures in the eye. | C
381 | OPTHAMOLOGY | Ophthalmic excimer laser system | A laser device assembly intended for corneal ablation and other ophthalmologic procedures. | C
382 | OPTHAMOLOGY | Ophthalmic head reflector | A head-worn ophthalmic device intended to reflect light onto the eye of a patient to allow examination of the eye and its associated structures. | A
383 | OPTHAMOLOGY | Ophthalmic Irrigation Solution (Balanced Salt Solution) | Intended for the irrigation of the anterior chamber during cataract surgery and other intraocular or extraocular procedures or for the irrigation of the conjunctiva following application of fluoresceine or for moistening the corneal and conjunctival surface during laser treatment. | B
384 | OPTHAMOLOGY | Ophthalmic noble gas laser system | A laser device assembly intended to coagulate abnormal vascular tissue in the retina and for other photocoagulation procedures in the eye. | C
385 | OPTHAMOLOGY | Ophthalmic operating table top | A component of a modular operating table intended to provide support for and stabilization of the head of the patient (typically includes a headrest) and to help provide optimal access for the surgeon(s) during the intervention (e.g., by having a small-width table top and therefore a shorter stretch distance for the surgeon). | A
386 | OPTHAMOLOGY | Ophthalmic soft-tissue surgical forceps | A hand-held manual instrument designed to grasp and manipulate intraocular tissues during ophthalmic surgery (e.g., anterior segment surgery, vitreo-retinal procedures, iridectomy, capsulorhexis). | B
387 | OPTHAMOLOGY | Ophthalmic surgical device handling forceps | A hand-held manual surgical instrument with blades designed to grasp and manipulate a nonimplantable invasive ophthalmic surgical device (e.g., ophthalmic cannula, handless iris retractor) and/or for ophthalmic suturing. | A
388 | OPTHAMOLOGY | Ophthalmic suture scissors | A hand-held, manual, ophthalmic surgical instrument intended to be used to cut suture during eye surgery. | A
389 | OPTHAMOLOGY | Ophthalmic tonometer | An ophthalmic, measuring instrument designed for determining the intraocular pressure (IOP). | B
390 | OPTHAMOLOGY | Ophthalmic ultrasound imaging system | An assembly of devices designed for ophthalmic ultrasound imaging procedures. | B
391 | OPTHAMOLOGY | Ophthalmodiastimeter | An ophthalmic instrument for determining the proper distance at which to place prescription lenses for the two eyes. | A
392 | OPTHAMOLOGY | Ophthalmoleukoscope | An ophthalmic device intended to be used for testing colour perception by means of colours produced by polarized light. | A
393 | OPTHAMOLOGY | Ophthalmoscope | An ophthalmic instrument designed to examine the interior of the eye allowing the examiner to clearly see the details of the retina and other structures/media. | B
394 | OPTHAMOLOGY | Optical pachymeter | An ophthalmic, device that uses optics to measure the thickness of the cornea. | A
395 | OPTHAMOLOGY | Orbital depressor | A hand-held ophthalmic surgical instrument used to displace tissue to facilitate examination of the surrounding area in the orbital cavity during eye surgery. | A
396 | OPTHAMOLOGY | Orbital rim prosthesis | An implantable ocular device used to reconstruct the floor of the bony cavity that contains the eyeball and its associated muscles, vessels, and nerves and is intended to house an artificial eye. | C
397 | OPTHAMOLOGY | Perimeter | A diagnostic, ophthalmic instrument intended for assessing the extent of the patient's peripheral visual field. | A
398 | OPTHAMOLOGY | Periocular/lacrimal retractor | A hand-held, non-self-retaining, ophthalmic surgical instrument intended to be used to separate periocular tissues and/or draw aside the margins of a periocular surgical wound during an ophthalmic intervention. | A
399 | OPTHAMOLOGY | Phacoemulsification system | An assembly of ophthalmic devices intended to deliver energy through a dedicated handpiece tip, which is introduced through an incision made in the lens capsule, to perform phacoemulsification. | C
400 | OPTHAMOLOGY | Phorometer | An ophthalmic instrument intended to be used to test ocular balance. | A
401 | OPTHAMOLOGY | Phoropter | A mechanical ophthalmic device that is used during an ophthalmic examination; typically to determine a patient's prescription for glasses. | A
402 | OPTHAMOLOGY | Pleoptophor | An ophthalmic instrument used for the treatment of eccentric eye fixation (casts in the eye) by dazzling the perimacular retina, thereby relatively enhancing the visual capabilities of the fovea. | A
403 | OPTHAMOLOGY | Polatest | An ophthalmic device used for evaluating hidden (latent) squinting, i.e., when the patient is not aware of the condition, and also when it cannot be seen. | A
404 | OPTHAMOLOGY | Ptosis sling | A sterile implantable device intended for the surgical correction of ptosis. | C
405 | OPTHAMOLOGY | Pupillograph | A graphic recorder used for recording the response of the pupil to reflected light. It is used for ophthalmic diagnostic purposes. | A
406 | OPTHAMOLOGY | Pupillometer | An ophthalmic instrument used for measuring the width or diameter of the pupil. | A
407 | OPTHAMOLOGY | Retinal tack | A non-bioabsorbable, implantable device designed to permanently fix a detached retina to the underlying retinal pigment epithelium (RPE) during ophthalmic surgery. | C
408 | OPTHAMOLOGY | Scleral buckling device | A device intended to be implanted on the sclera to compress the eye (scleral buckling) for the surgical treatment of retinal detachment. | C
409 | OPTHAMOLOGY | Scleral expansion implant | A device designed for implantation in the sclera to produce expansion by altering the position of the underlying ciliary muscle. | C
410 | OPTHAMOLOGY | Scleral marker | A manual instrument used to indent or imprint the surface of the sclera during an ophthalmic surgical or perioperative procedure. | B
411 | OPTHAMOLOGY | Sclerotome | A hand-held manual ophthalmic surgical instrument that is knife-like in design and intended to be used to incise the sclera during a sclerotomy. | A
412 | OPTHAMOLOGY | Scotometer | An instrument used for the recording and measuring of the areas of field of vision that is reduced, i.e., relative scotoma, or loss of sensitivity to light (absolute scotoma or blind spots). | A
413 | OPTHAMOLOGY | Surgical binoculars | A pair of lenses intended to be mounted onto a surgeon's spectacles to function as small telescope and provide a magnified image of the visual field during patient examination or surgical intervention. | A
414 | OPTHAMOLOGY | Symblepharon ring | An implantable device formed as a circular band used to help prevent the eyelid from adhering to the eyeball. | C
415 | OPTHAMOLOGY | Synoptophor | A ophthalmic device used for the evaluation and training of a patient's binocular function. | A
416 | OPTHAMOLOGY | Tachistoscope | An ophthalmic device designed to flash words or images at different speeds, for the purposes of ophthalmic diagnostic testing. | A
417 | OPTHAMOLOGY | Ultrasound pachymeter | An ophthalmic device designed to use ultrasound to measure the thickness of the cornea, and may in addition be designed to measure axial length and anterior chamber depth. | B
418 | OPTHAMOLOGY | Visual chart | An ophthalmic chart (Snellen chart) used in testing visual . | A
419 | OPTHAMOLOGY | Visual light box | A light viewing box that uses a translucent version of the ophthalmic chart (Snellen chart) used for testing visual acuity. | A
420 | OPTHAMOLOGY | Visual projector | An ophthalmic device intended to project an image on a screen to test visual acuity . | A
421 | OPTHAMOLOGY | Visual evoked-potential electrode | An electrical conductor intended to record changes in the electrical potential for the purpose of measuring visual evoked responses. | A
422 | OPTHAMOLOGY | Vitrectomy system | An assembly of ophthalmic devices intended to deliver energy through a dedicated hand-held instrument, typically used to treat diabetic vitreous haemorrhage, retinal detachment, epiretinal membrane, and macular hole. | C
423 | OPTHAMOLOGY | Vitreous body prosthesis | A sterile bag/capsule intended to be implanted in the eye and filled with a fluid (not included) to replace the vitreous body and provide omnidirectional support of the retina for the treatment of severe retinal detachment. | C
424 | OPTHAMOLOGY | Intraocular fluid | An intraocular fluid is a device consisting of a nongaseous fluid intended to be introduced into the eye to aid performance of surgery, such as to maintain anterior chamber depth, preserve tissue integrity, protect tissue from surgical trauma, or function as a tamponade during retinal reattachment. | C
425 | OPTHAMOLOGY | Intraocular gas | An intraocular gas is a device consisting of a gaseous fluid intended to be introduced into the eye to place pressure on a detached retina. | C
426 | OPTHAMOLOGY | Intraocular lens guide | An intraocular lens guide is a device intended to be inserted into the eye during surgery to direct the insertion of an intraocular lens and be removed after insertion is completed. | B
427 | OPTHAMOLOGY | Ophthalmic refractometer | An ophthalmic refractometer is an automatic AC-powered device that consists of a fixation system, a measurement and recording system, and an alignment system intended to measure the refractive power of the eye by measuring light reflexes from the retina. | B
428 | OPTHAMOLOGY | Keratoscope | A keratoscope is an AC-powered or battery-powered device intended to measure and evaluate the corneal curvature of the eye. Lines and circles within the keratoscope are used to observe the corneal reflex. This generic type of device includes the photokeratoscope and videokeratoscope which records corneal curvature by taking photographs or videos of the cornea. | B
429 | OPTHAMOLOGY | Contact Lens Inserter/Remover | A device designed to insert and remove contact lenses from the eye. | A
430 | OPTHAMOLOGY | Ophthalmic working-channel cannula | A rigid tube designed to create a channel through the sclera for internal ocular access during posterior segment ophthalmic surgery. It is typically made of plastic materials or high-grade stainless steel and enables the introduction of ophthalmic surgical instruments; it may also be used for irrigation (i.e., the infusion of fluids to maintain the interior pressure of the eye during surgery). This is a reusable device. | B
431 | Pediatrics and Neonatology | Aerosol tent, paediatric | A flexible enclosure designed to cover the bed of a infant or small child to provide an aerosolized environment of breathing gases/vapours, e.g., a suspension of medicated liquid or solid particles, for medication therapy. Typically used for the treatment of breathing disorders (e.g., asthma). It typically consists of a metal frame covered with transparent plastic, and wide bore tubing connected to the aerosol source and is used for the treatment of paediatric patients permitting them movement without restriction. This is a reusable device. | B
432 | Pediatrics and Neonatology | Airway Pressure / Oxygen Monitor | A mains electricity (AC-powered) device designed to continuously measure and display the breathing circuit pressure and oxygen (O2) concentration levels of respiratory gases delivered to a patient through positive pressure ventilation systems such as continuous positive airway pressure (CPAP) systems or ventilator respiratory circuits. It typically includes pressure and O2 level displays, alarms to signal pressure and O2 levels that exceed specified limits, and has connectors to allow attachment to the respiratory equipment; it is used for neonatal, paediatrics and adults. It may contain one or more rechargeable battery for independent/mobile use or when mains power is not available. | B
433 | Pediatrics and Neonatology | Anaesthesia Facemask, single use (paediatric) | A flexible, form-shaped device designed to be placed over a patient's nose and/or mouth to direct anaesthetic gases to the upper airway. It is intended to be worn by the patient/child to cover the nose and mouth to provide a barrier for the respiratory tract for microorganisms and particulate materials. It may be stabilized with a headstrap. It is constructed of nonwoven materials such as conductive or non-conductive rubber, polyvinyl chloride (PVC), or other sterilizable materials that produce a soft, flexible cover to create an airtight seal against the patient's face. It typically includes a 15 mm connector (paediatric), and is available in a range of sizes. This device is sometimes used in association with a manual resuscitator. It is a single use, disposable device that is provided non-sterile. | B
434 | Pediatrics and Neonatology | Anaesthesia Facemask, reusable (paediatric) | A flexible, form-shaped device designed to be placed over a patient's nose and/or mouth to direct anaesthetic gases to the upper airway. It is intended to be worn by the patient/child to cover the nose and mouth to provide a barrier for the respiratory tract for microorganisms and particulate materials. It may be stabilized with a headstrap. It is constructed of nonwoven materials such as conductive or non-conductive rubber, polyvinyl chloride (PVC), or other sterilizable materials that produce a soft, flexible cover to create an airtight seal against the patient's face. It typically includes a 15 mm connector (paediatric), and is available in a range of sizes. This device is sometimes used in association with a manual resuscitator. It is reusable. | B
435 | Pediatrics and Neonatology | Antimicrobial endotracheal tube, paediatric | A sterile hollow cylinder inserted orally or nasally into the trachea to provide an unobstructed airway to convey gases and vapours to and from the lungs during anaesthesia, resuscitation, and other situations where the patient is not properly ventilated, and which is coated with an antimicrobial agent [e.g., silver (Ag)] to help prevent infection. It may: 1) be packaged with a connector that will attach to a breathing circuit or manual resuscitator; 2) have a distal inflatable cuff to seal against the tracheal wall; 3) be radiopaque; and 4) have a built-in pilot balloon. It is available in various diameters and lengths for adult and paediatric patients. This is a single-use device. | C
436 | Pediatrics and Neonatology | Assistive ergonomic chair mobility base | A manually-operated, height-adjustable, non-powered, mobile support for an assistive ergonomic chair intended to be used by a healthcare provider/carer to provide mobility for a disabled (often paediatric) patient. It consists of a framework on wheels with a chair/seat mount, a handlebar for the user to hold/push the assembly, and may include a brake; it includes a manually-powered (fully or hydraulically-assisted) chair lifting mechanism. It is not a wheelchair component. | A
437 | Pediatrics and Neonatology | Breathing circuit gas- flow sensor, reusable | A device that includes a transducer intended to detect the movement of gases in a breathing circuit, and convert this into an electrical signal for relay to a ventilator (e.g., adult/paediatric/neonatal ventilators, anaesthesia system ventilators). It is connected to the breathing circuit and an appropriate data transfer cable and intended to enable the ventilator to display/monitor the gas flow to and from the patient, whereby controlled adjustments may be made. This is a reusable device. | C
438 | Pediatrics and Neonatology | Breathing circuit gas- flow sensor, single- use | A sterile device that includes a transducer intended to detect the movement of gases in a breathing circuit, and convert this into an electrical signal for relay to a ventilator (e.g., adult/paediatric/neonatal ventilators, anaesthesia system ventilators). It is connected to the breathing circuit and an appropriate data transfer cable and intended to enable the ventilator to display/monitor the gas flow to and from the patient, whereby controlled adjustments may be made. This is a single-patient device intended to be used for the duration of the treatment (single-use) before being discarded. | C
439 | Pediatrics and Neonatology | Cerebral oximeter | A mains electricity (AC-powered) photoelectric device that noninvasively measures the brain tissue blood oxygen saturation and venous oxygen saturation in the brain. It is typically used as an adjunct monitor for the regional haemoglobin oxygen saturation of blood in the brain of a paediatric or adult patient. It uses a cerebral sensor(s) having a light source and photodiode detector that is/are placed on the scalp/head. Position-1 detector detects infrared light absorption of extracranial blood and position-2 detector detects infrared light absorption of cerebral blood. Cerebral oxygenation is calculated by subtracting the absorption measured at site 1 from that measured at site 2. | C
440 | Pediatrics and Neonatology | Circulating-air whole- body heating/cooling system pad, reusable | An underlay or overlay through which heated or cooled air is circulated to heat and alternatively cool a patient’s whole body (i.e., elevate or lower core body temperature) typically in surgical and intensive care settings. Air temperature and flow are regulated by a separate control unit. The device is available in a variety of lengths, widths, thicknesses, and shapes to accommodate body size and application (e.g., adult/paediatric, full-/partial-body). This is a reusable device. | B
441 | Pediatrics and Neonatology | Circulating-air whole- body heating/cooling system pad, single- use, sterile | A sterile underlay or overlay through which heated or cooled air is circulated to heat and alternatively cool a patient’s whole body (i.e., elevate or lower core body temperature) typically in surgical and intensive care settings. Air temperature and flow are regulated by a separate control unit. The device is available in a variety of lengths, widths, thicknesses, and shapes to accommodate body size and application (e.g., adult/paediatric, full-/partial-body). This is a single-use device. | B
442 | Pediatrics and Neonatology | Circulating-fluid whole-body heating/cooling system pad, reusable | An underlay, overlay, or wrap(s) through which temperature-regulated fluid is circulated with the intention to heat and alternatively cool a patient’s whole body (i.e., elevate or lower core body temperature) as part of a circulating-fluid whole-body heating/cooling system typically used in the operating room (OR), intensive care unit (ICU), or a recovery unit. The underlay/overlay is available in a variety of lengths, widths, and thicknesses to accommodate body size and application (e.g., adult/paediatric). It is intended to be used by a healthcare professional in a clinical setting. This is a reusable device. | B
443 | Pediatrics and Neonatology | Circulating-fluid whole-body heating/cooling system pad, single- use | A non-sterile underlay, overlay, or wrap(s) through which temperature-regulated fluid is circulated with the intention to heat and alternatively cool a patient’s whole body (i.e., elevate or lower core body temperature) as part of a circulating-fluid whole-body heating/cooling system typically used in the operating room (OR), intensive care unit (ICU), or a recovery unit. The underlay/overlay is available in a variety of lengths, widths, and thicknesses to accommodate body size and application (e.g., adult/paediatric, full-/partial-body). It is intended to be used by a healthcare professional in a clinical setting. This is a single-use device. | B
444 | Pediatrics and Neonatology | Closed-ended adhesive infant/paediatric urine collection bag | A sterile, flexible plastic pouch with an adhesive flange (typically with a gender-specific shape) intended to be attached to the skin around the genitalia to collect urine from an infant/paediatric patient. It is not designed with an opening for urine drainage and is typically used for biochemical, cytological and/or bacteriological sampling. This is a single-use device. | B
445 | Pediatrics and Neonatology | Craniofacial bone screw, bioabsorbable | A small, sterile, threaded rod with a slotted head used for craniofacial bone (including the maxilla and/or mandible) fracture fixation by being screwed into bone to hold plates to bone or to provide direct interfragmentary stabilization of bone; it is made of a material that is chemically degraded and typically absorbed via natural body processes (e.g., degradable polymers). The device may be self-drilling/self-tapping. Its uses include repair of orbital fractures and fractures around the cranial sinuses, paediatric reconstructive surgery, and craniotomy flap fixation. | D
446 | Pediatrics and Neonatology | Craniofacial bone screw, non- bioabsorbable, sterile | A small, sterile, threaded rod with a slotted head intended to be implanted or inserted short-term in craniofacial bone (including the maxilla and/or mandible) for fracture fixation by direct interfragmentary stabilization of bone or by screwing plates in place; it may also be intended for transplanted bone fixation. It may be self-drilling/self-tapping and is made of a material that is not chemically degraded or absorbed via natural body processes [e.g., implant grade metal such as titanium (Ti)]. Its uses include repair of orbital fractures and fractures around the cranial sinuses, paediatric reconstructive surgery, craniotomy flap fixation, bone augmentation procedures. | C
447 | Pediatrics and Neonatology | Electric pad whole- body heating system | An assembly of mains electricity (AC-powered) devices designed to heat a patient's whole body, to compensate for the loss of normal body heat, with heat generated from an externally applied pad typically containing electrical heating elements or cables. The system includes the pad designed to heat under or over the patient, and a control unit to regulate and monitor the heat. The pads are available in a variety of lengths, widths, and thicknesses to accommodate body size and applications (e.g., adult/paediatric, full-/partial-body). The system is typically used in the operating room (OR), the intensive care unit (ICU), or in neonatal and recovery units. | B
448 | Pediatrics and Neonatology | Electric pad whole- body heating system pad | An electrically-heated underlay or overlay intended to provide heat under or over a patient as part of an electrical heating pad system used to heat a patient’s whole body (i.e., elevate core body temperature) typically in surgical and intensive care settings. The underlay/overlay typically contains electrical heating elements or cables supplied with energy by a dedicated control unit. The underlay/overlay is available in a variety of lengths, widths, and thicknesses to accommodate body size and application (e.g., adult/paediatric, full-/partial-body). This is a reusable device. | B
449 | Pediatrics and Neonatology | Enteral feeding kit, adult/paediatric, sterile | A collection of sterile devices that includes tubing and other materials intended to administer nutrient liquids directly into the stomach, duodenum, or jejunum of an adult or paediatric (excludes infants) patient by means of gravity or an enteral pump. This is a long term use device. | B
450 | Pediatrics and Neonatology | Exhaled-gas oesophageal intubation detector, paediatric | A device designed to verify proper endotracheal (ET) tube placement by detecting/assessing escaping levels of exhaled carbon dioxide (CO2) during airway management disclosing potential incorrect intubation. It is used during paediatric intubation and is attached between the ET tube and the breathing device. It typically functions through colorimetric CO2 detection using an indicator paper that changes colour. A colour chart (e.g., attached to the device) permits interpretation into approximate CO2 concentration. It is used in healthcare facilities or in the field to evaluate oesophageal intubation, which if performed incorrectly, prevents patient ventilation. This is a single-use device. | A
451 | Pediatrics and Neonatology | External counterpulsation system, paediatric | A noninvasive, stationary assembly of devices intended to assist the blood circulation of a paediatric patient suffering from heart disease through the electrocardiogram (ECG) synchronized inflation of pressure cuffs worn around the extremities/buttocks. It includes a patient bed with attached inflatable cuffs, an air pump, ECG cables, a control unit with dedicated software, and may include additional monitoring devices (e.g., pulse oximeter probe). The cuffs are intended to inflate from the most distal (e.g., lower leg) to the most proximal (e.g., buttocks) during diastole and deflate during systole to achieve increased preload and decreased afterload. | B
452 | Pediatrics and Neonatology | External defibrillator electrode, paediatric, reusable | An electrical conductor used in pairs to transmit a controlled electrical shock from an external defibrillator to a pre-pubescent patient in order to defibrillate the heart (restore a normal rhythm) or slow a rapid heart rate. It usually consists of a cable set that terminates with small-diameter, hand-operated electrodes (paddles) that are held by the operator to the chest (the intact torso) of the patient so that the discharge passes across the region of the heart. Typically available as a set of two electrodes with a combined cable/connector, or as a single electrode with cable/connector, in which case two will be connected to the external pulse generator (EPG). This is a reusable device. | B
453 | Pediatrics and Neonatology | External defibrillator electrode, paediatric, single-use | An electrical conductor used in pairs to transmit a controlled electrical shock from an external defibrillator to a pre-pubescent patient in order to defibrillate the heart (restore a normal rhythm) or slow a rapid heart rate. It typically consists of a cable set [with a connector for insertion into the external pulse generator (EPG)] that terminates with small-diameter, self-affixing pads (the electrodes) prefabricated with contact gel and an adhesive, that are applied to the chest (the intact torso) of the patient so that the discharge passes across the region of the heart. This device may remain applied to the patient during stages of treatment. This is a single- use device. | B
454 | Pediatrics and Neonatology | Flexible bone nail, non-sterile | A non-sterile, bending rod made of metal designed for insertion into the intramedullary canal of a long bone for fracture fixation where flexibility of the implant is desired. It is available in various lengths and diameters for use on lower and upper extremity diaphyseal fractures, and some metaphyseal fractures of paediatrics and small- statured/normal adults, to provide temporary stabilization of the bone segments/fragments until bone consolidation has been achieved. It is intended to splint the cortices and maintain elastic energy to continually brace against rotational/angular forces of the muscles. This is a single-use device intended to be sterilized prior to use. | C
455 | Pediatrics and Neonatology | Flexible bone nail, sterile | A sterile, bending rod made of metal designed for insertion into the intramedullary canal of a long bone for fracture fixation where flexibility of the implant is desired. It is available in various lengths and diameters for use on lower and upper extremity diaphyseal fractures and some metaphyseal fractures of paediatrics and small- statured/normal adults to provide temporary stabilization of the bone segments/fragments until bone consolidation has been achieved. It is intended to splint the cortices and maintain elastic energy to continually brace against rotational/angular forces of the muscles. This is a single-use device. | C
456 | Pediatrics and Neonatology | Funnel chest remodelling bar | A non-sterile implantable device intended to be used to reduce the deformity of pectus excavatum (funnel chest) by applying outward force from a position deep to the sternum to reposition the sternum; it is typically used in paediatric patients and surgically removed when remodelling is evident (after 2-3 years). It is a thin curved bar, with or without serrations, made of metal [e.g., stainless steel, titanium (Ti)] that can be anchored with wires or with stabilizer plates laterally on the rib cage; devices associated with implantation may be included. This is a single-patient device intended to be sterilized prior to use. | C
457 | Pediatrics and Neonatology | Growth-correction orthopaedic fixation plate kit | A collection of implantable devices used to redirect the angle of growth of long bones in paediatric patients where the growth plates (epiphysial cartilage) are not fused, to allow for the gradual correction of congenital or acquired deformities (e.g., valgus, varus, or flexion deformities of the knee, ankle, or elbow). It typically includes various-sized sheets of surgical steel or titanium alloy, and bone screws to attach the sheets to the bone surface over the growth plates. The screws may be allowed to swivel in their position so that the implant acts like a hinge, permitting growth at the growth plate to gradually straighten the limb. | C
458 | Pediatrics and Neonatology | Hepatic ultrasound elastography system applicator | A non-sterile hand-held device designed to be used for the transcutaneous measurement of liver stiffness based on transient elastography. It includes an ultrasound transducer and an electrodynamic transducer intended to generate a controlled transient vibration that produces a mechanical elastic shear wave propagated through the skin and liver; subsequent ultrasound measurements can be used to calculate a measure of liver stiffness/ultrasonic attenuation of tissues. The device is designed to connect to a control unit and may be available in various forms for different applications [e.g., paediatric, bariatric (obese)]. This is a reusable device. | B
459 | Pediatrics and Neonatology | Infant apnoea monitor | A mains electricity (AC-powered) device that is used to register the respiratory rate of an infant and which gives an alarm signal (e.g., audible/visual) when the pre-set limits are exceeded caused by an extended interruption or cessation (apnoea) of the infants breathing pattern; a condition known as sudden infant death syndrome (SIDS). This will alert the infant's parent(s), child-minder or hospital staff when such life-threatening episodes occur. This device is usually connected to some form of movement sensing device, e.g., small pads placed directly under the infant or belts with sensors around the chest. It can be designed for use in the hospital/institution, or for home-use. | C
460 | Pediatrics and Neonatology | Infant bed crib top | A covering made of a metallic, plastic, or metallic/plastic combination structure designed for secure/permanent attachment to the top of an infant bed (i.e., a cradle or crib) to protect the infant from accidental damage. Commonly called a crib top, it is typically a rigid structure with a flexible, transparent plastic (e.g., vinyl) covering around it forming a canopy that encloses the bed. | B
461 | Pediatrics and Neonatology | Infant bed restraint | A device designed to limit totally or partially the movement of infants and/or toddlers when lying in its bed or crib; this may be a belt or a strap, or to prevent them from falling out of a bed after climbing the bedrail (e.g., a cover or net). This is a reusable device. | B
462 | Pediatrics and Neonatology | Infant care table | A specially made table used for nursing, e.g., washing or changing of nappies, of newborn babies. It can be equipped with a washing basin, typically of soft material (rubberized cloth), and a surface upon which to lie the infant for drying with a towel. | A
463 | Pediatrics and Neonatology | Infant heat shield | A protective guard intended to be used to reduce heat loss due to insensible water loss, i.e., evaporation, during the radiant warming of primarily premature infants. This is a single-use device. | B
464 | Pediatrics and Neonatology | Infant incubator control unit | An electronic unit that is used to monitor and regulate the important temperature and environmental features of an infant incubator. It will be connected to the mains electricity (AC-powered) when the incubator is stationary, but will be powered by a battery pack if the incubator is in transport. This device is usually interchangeable with other incubators of the same type. | C
465 | Pediatrics and Neonatology | Infant incubator warming hood | A heating element positioned above an incubator's chamber designed to provide warmth for the chamber's environment. It may be used instead of or as a supplement to the incubator's internal heating system, and may be built onto or be an integral part of the incubator hood. | A
466 | Pediatrics and Neonatology | Infant inguinal hernia truss | A bandage-like strap of worsted yarn intended to be worn over the groin to prevent protrusion of abdominal contents in an infant with an inguinal hernia. This is a single-use device. | A
467 | Pediatrics and Neonatology | Infant limb immobilizer, reusable | A non-rigid device, usually made of a fabric and/or plastic materials, used to temporarily render parts of an infant's body immovable, e.g., the arms and/or feet while the patient undergoes therapeutic or diagnostic interventions. It will typically be used to prevent the patient from interrupting an intravenous (IV) infusion, pulling out a catheter, or interfering with wound care. This is a reusable device. | A
468 | Pediatrics and Neonatology | Infant limb immobilizer, single- use | A non-rigid device, usually made of a fabric and/or plastic materials, used to temporarily render parts of an infant's body immovable, e.g., the arms and/or feet while the patient undergoes therapeutic or diagnostic interventions. It will typically be used to prevent the patient from interrupting an intravenous (IV) infusion, pulling out a catheter, or interfering with wound care. This is a single-use device. | A
469 | Pediatrics and Neonatology | Infant resuscitation cabinet | A small chamber, usually wall-mounted, used for the emergency resuscitation of newborn infants who do not breathe spontaneously at birth and are oxygen deficient. It typically has a front door or lid that folds out to serve as a surface upon which the infant is placed. It is typically equipped with a heating lamp, a low-pressure suction system, an oxygen (O2) supply, a gas mixer (oxygen/air), and a resuscitator. It may be supplied with the resuscitation devices or empty, in which case the resuscitation devices are fitted by another party (e.g., hospital clinical engineer, device supplier). | B
470 | Pediatrics and Neonatology | Infant resuscitation table | A flat surface fixed on legs and on which newborn infants who do not breathe spontaneously at birth and are oxygen deficient are placed for emergency resuscitation. It is typically equipped with a heating lamp and sometimes a supplemental heating pad, a low- pressure suction system, an oxygen (O2) supply, a gas mixer (oxygen/air), and a resuscitator. It may be supplied with the resuscitation devices or not, in which case the resuscitation devices are fitted by another party (e.g., hospital clinical engineer, device supplier). This device is typically fixed in one place. | B
471 | Pediatrics and Neonatology | Infant scale, electronic | An electrically-powered device designed to measure the weight of an infant, particularly a newborn, or to monitor weight changes, e.g., during critical care procedures. It typically consist of a weight tray, a flexure plate or bending beam, an electronic transducer, and an analogue or digital display; it may include markings to also measure infant length. The device is also known as paediatric or baby scale. | A
472 | Pediatrics and Neonatology | Infant sleep positioner | A non-rigid device, usually made of flame retardant fabric and/or polyurethane foam materials, intended to modify the sleeping position/posture of infants to prevent deformational plagiocephaly, a flattening of the back of the skull from a consistent back-sleeping position. It is available in a variety of designs including a wedge- shaped head pillow, a sleeping garment (sleeveless vest) with hooks/Velcro fasteners/nylon zip fasteners and an insertable foam wedge, or a specially designed mattress. This is a reusable device. | A
473 | Pediatrics and Neonatology | Infant warmer | A mains electricity (AC-powered) mobile device that contains an infrared (IR) heating element(s) designed to emit controlled, evenly distributed overhead heat to the body of a newborn/infant patient requiring supplemental heat. This device is equipped with wheels so that it can easily be moved to different areas of a room, ward, or department. | C
474 | Pediatrics and Neonatology | Infant whole-body immobilizer, reusable | A device intended to be used to temporarily render an infant's whole body immovable (strait-jacket effect) while the patient undergoes therapeutic or diagnostic interventions. It includes non-rigid fabric and/or plastic components but might also include a rigid structural component (e.g., board). This is a reusable device. | A
475 | Pediatrics and Neonatology | Infant whole-body immobilizer, single- use | A non-sterile, non-rigid device, usually made of a fabric and/or plastic materials, intended to be used to temporarily render an infant's whole body immovable (strait-jacket effect) while the patient undergoes therapeutic (e.g., phototherapy) or diagnostic interventions. This is a single-use device. | A
476 | Pediatrics and Neonatology | Infant/regional-body warmer | A mains electricity (AC-powered) device that contains an infrared (IR) heating element(s) designed to emit controlled, evenly distributed heat to a newborn/infant patient requiring a supplemental regulated thermal environment, or to provide heat to the limbs of a more mature person, typically an adult, who has been severely burned or who is undergoing a procedure. This is a stationary device that is generally operated at a single site. | C
477 | Pediatrics and Neonatology | Infant-hammock bed mattress | A foam-filled case with a central meshed/netted depression/hole designed to be placed in a cot/crib/bassinet/bed/incubator and to cradle a young infant during sleep/rest, and can used for phototherapy, transportation and burns patients. It is available in various shapes and sizes and is not intended to be placed on an existing mattress. The breathable netting is intended to help reduce the risk of infant injuries/disorders such as suffocation, flat head (plagiocephaly), sudden infant death syndrome (SIDS), pressure sores, and hyperthermia. This is a reusable device. | A
478 | Pediatrics and Neonatology | Infant-hammock bed mattress overlay | A portable pad with a central meshed/netted depression designed to be placed on a cot/crib/bed mattress and to cradle a young infant during sleep/rest. The device is typically foam-filled and wedge-shaped with ventilation channels and securing ribbons. The breathable netting is intended to help reduce the risk of infant injuries/disorders such as suffocation, flat head (plagiocephaly), sudden infant death syndrome (SIDS), and hyperthermia. This is a reusable device. | A
479 | Pediatrics and Neonatology | Internal defibrillator electrode, paediatric | An electrical conductor used in pairs to transmit a controlled electrical shock from an external defibrillator directly to the exposed heart muscle of a pre-pubescent patient in order to intentionally stop/start the heartbeat during cardiopulmonary surgery. It usually consists of a cable set with small-diameter, spoon-like electrodes (commonly known as internal defibrillator paddles or spoons) that are held by the operator directly to either side of the heart muscle so that the discharge passes directly through the heart. It is typically available as a set of two electrodes with insulated handles with a combined cable/connector. This is a reusable device. | C
480 | Pediatrics and Neonatology | Lacrimal intubation set | A collection of sterile devices designed to prevent/treat obstruction of and drain tears from the lacrimal ducts. It typically consists of a cannula for insertion into the lacrimal ducts, a tube (e.g., silicone) to perform various ocular irrigation or aspiration procedures (e.g., lacrimal syringing), and a probe to remove ductal obstructions. It can be used for adult and paediatric patients, particularly to treat canalicular pathologies (stenosis, obstruction, wounds, imperforation of the lacrimo-nasal canal in the infant), for prevention of viral and post- chemotherapy stenoses, or for dacryocystorhinostomy (DCR). This is a single-use device. | C
481 | Pediatrics and Neonatology | Liquid crystal vein locator | A non-sterile device designed to measure skin temperature at several different points using liquid crystal sensors (usually formed from esters of cholesterol which are sealed in a plastic band) placed on the skin around the forearm in order to assist a healthcare professional to locate peripheral veins in a patient before venipuncture. The device is used in paediatric, geriatric, and other patients with hard-to-find veins. This is a single-use device. | B
482 | Pediatrics and Neonatology | Microlaryngeal probe | A hand-held manual surgical instrument designed for paediatric laryngology and for phonatory microsurgery applications in adults. This delicate probe gives a precise sense of palpation for accurate detection of induration, tissue mass, and cystic changes. It is also used to break thick mucus fluid before its extraction. This is a reusable device. | A
483 | Pediatrics and Neonatology | Multifunction cardiac electrode, paediatric | A non-sterile electrical conductor designed to be applied to a paediatric patient for automatic or manual defibrillation, external pacing, cardioversion, and electrocardiographic monitoring through transmission of cardiac bioelectric signals (typically from the thoracic surface) to devices that record/process the signals and potentially return electrical impulses [e.g., electrocardiograph, electrocardiographic monitor(s), defibrillator]. It is a disk-like electrode that is affixed to the skin with a special adhesive and a conductive gel (pre-gelled). It may be made of x-ray translucent materials and may include permanently attached lead wires. This is a single-use device. | C
484 | Pediatrics and Neonatology | Neonatal chest percussor | A hand-held battery-powered device (a percussor) intended to be operated by a healthcare professional to provide external vibrations to the chest wall of a neonate to help loosen bronchial mucus for expectoration through suctioning. It is small enough in physical dimension and weight to be operated inside an infant incubator and has a percussion head suitable for the thorax of a neonate. It is used to help loosen secretion build-up in the lungs of neonates who cannot perform the natural cough mechanism. | B
485 | Pediatrics and Neonatology | Neonatal CPAP unit | A mains electricity (AC-powered) device, which may include rechargeable batteries, intended to assist noninvasive ventilation (i.e., without use of an artificial airway) of a neonatal/infant patient via an attached nasal cannula or mask, using continuous positive airway pressure (CPAP) during spontaneous respiration. It is an electronic unit with controls, and may be used with compressed medical gas cylinders [e.g., air, oxygen (O2)] or include an O2 concentrator compartment; additional features (e.g., adjustable flow rates and O2 concentration, humidification) may be provided. It is primarily intended for use in a healthcare facility, especially in intensive and critical care settings. | C
486 | Pediatrics and Neonatology | Neonatal electrocardiographic electrode | A non-sterile electrical conductor applied to a neonatal patient to transmit electrical signals from the body surface to a data measuring/display device (typically an electrocardiograph, patient monitor, or patient monitoring system) to produce an electrocardiogram (ECG). This is a single-use device. | B
487 | Pediatrics and Neonatology | Neonatal hypothermia cot | An assembly of non-powered devices intended to induce and sustain mild hypothermia in a neonatal patient to treat hypoxic-ischemic encephalopathy (HIE). It consists of an insulated cradle, a heat-retention pad(s), and a patient-contact heat-conduction mattress. The heat-retention pad(s) is intended to be cooled in a refrigerator prior to use, and is constructed of a phase change material designed to help maintain patient hypothermia for a prolonged period. This is a reusable device. | B
488 | Pediatrics and Neonatology | Neonatal hypothermia cot heat- conduction mattress | A non-sterile, patient-contact component of a neonatal hypothermia cot assembly intended to be used during induction of mild hypothermia in a neonatal patient by allowing heat transfer away from the recumbent patient. It is typically gel-filled and intended to be placed between the patient and a cooled heat-retention pad. This is a reusable device. | B
489 | Pediatrics and Neonatology | Neonatal hypothermia cot heat- retention pad | A non-sterile, non-powered component of a neonatal hypothermia cot assembly intended to be used to induce and sustain mild hypothermia in a neonatal patient to treat hypoxic-ischemic encephalopathy (HIE). It is intended to be cooled in a refrigerator prior to use, and is constructed of a phase change material designed to retain heat and help maintain patient hypothermia for a prolonged period. This is a reusable device. | B
490 | Pediatrics and Neonatology | Neonatal intensive- care ventilator | A mains electricity (AC-powered) automatic cycling device intended for short-term and long-term ventilatory support for a neonatal/paediatric patient, especially those preterm and critically ill with respiratory failure in a critical care setting. It is typically a time-cycled, pressure-control device that includes a small bore flexible tube breathing system. It may be capable of high frequency oscillatory ventilation in addition to conventional ventilation, and includes positive end- expiratory pressure (PEEP) and continuous positive airway pressure (CPAP) controls. | C
491 | Pediatrics and Neonatology | Neonatal kangaroo care garment | A non-sterile, upper body garment intended to allow a parent to safely carry/support their premature, dysmature, and/or sick infant in a manner which enables skin-to-skin contact between parent and infant (kangaroo care). It typically consists of a wrap/sweater with a variety of straps, and pockets to accommodate ventilation, monitoring, feeding, and warming devices. This is a reusable garment. | A
492 | Pediatrics and Neonatology | Neonatal physiologic monitoring system | A device assembly designed to continuously measure and display multiple vital physiological parameters of newborn and premature infants, especially those under critical care. It is typically capable of monitoring parameters such as electrocardiogram (ECG), respiration rate, heart rate, blood pressure, and body temperature; it may also assess haemoglobin oxygen saturation (SpO2) through transcutaneous sensors that measure both transcutaneous oxygen (tcPO2) and transcutaneous carbon dioxide (tcPCO2) saturation. The system typically includes sensors with appropriate size and design for infant use. | C
493 | Pediatrics and Neonatology | Neonatal pulmonary surfactant catheter | A sterile, flexible, single-lumen tube intended to be introduced into the trachea of a neonate for the administration of exogenous surfactant as part of pulmonary surfactant therapy. It may have a curved distal end to assist navigation into the trachea, and is usually used to treat neonates at a high-risk of infant respiratory distress syndrome [surfactant deficiency disorder (SDD)]. This is a single-use device. | A
494 | Pediatrics and Neonatology | Neonatal/paediatric heart rate monitoring application software | An application software program intended to be installed in an off-the-shelf computer to acquire, record, measure and analyse an electrocardiogram (ECG) signal or heart rate data from a physiological monitor. It typically detects variations in heart rate [e.g., decelerations, reduced baseline heart rate variability (HRV)] in real- time, and is typically used in the neonatal or paediatric intensive care unit (ICU). This device is typically identified by a proprietary name and "version" or "upgrade" number. | C
495 | Pediatrics and Neonatology | Neonatal/paediatric heart rate monitoring hardware | A mains electricity (AC-powered) device designed to be connected between a physiological monitor and an off- the-shelf computer, containing dedicated application software, and intended to function as a data acquisition node for real-time sampling of neonatal/paediatric patient electrocardiogram (ECG) waveforms for communication to the software for analysis of variations in heart rate. It typically consists of a microprocessor, random access memory (RAM), and analogue-to-digital sampling card, and is typically used in the neonatal or paediatric intensive care unit (ICU). | C
496 | Pediatrics and Neonatology | Nitric oxide delivery unit, system-based | A mains electricity (AC-powered) device, which may include internal rechargeable batteries, intended for the delivery of precise amounts of nitric oxide (NO), also known as nitrogen monoxide, to the respiratory tract of neonate, paediatric, and adult patients to treat severe respiratory disorders [e.g., primary pulmonary hypertension (PPH), acute respiratory distress syndrome (ARDS)]. It consists of a portable main unit that enables the delivery and monitoring of NO to gases that are to be breathed by the patient via a ventilator or other respiratory device/system. It typically includes accessory items (e.g., tubing, filters) and possibly a trolley (cart) for mobility. | C
497 | Pediatrics and Neonatology | Non-rechargeable public semi- automated external defibrillator electrode, paediatric | An electrical conductor, with integral batteries and regulated by a dedicated external pulse generator (EPG), designed to create an electrical shock(s) and defibrillate the heart (restore normal rhythm) to treat ventricular fibrillation or pulseless ventricular tachycardia in a pre-pubescent patient. It is a cartridge-type electrode, in pairs, with non-rechargeable batteries that provide the energy to produce the electrical shock(s) after its adhesive pads are placed on the skin of the patient. This is a single-use device that is replaced after a patient application or after elapse of its expiry date. | B
498 | Pediatrics and Neonatology | Open-ended adhesive infant/paediatric urine collection bag | A sterile, flexible plastic pouch with an adhesive flange (typically with a gender-specific shape) intended to be attached to the skin around the genitalia to collect urine from an infant/paediatric patient. It is designed with an opening for urine drainage and is typically used for urine output measurement. This is a single-use device. | A
499 | Pediatrics and Neonatology | Open-surgery manual linear cutting stapler, reprocessed | A sterile, hand-held, manual surgical instrument intended to be used during open surgery (including abdominal, gynaecological, paediatric, or thoracic surgery) for the expeditious transection/resection of tissues and creation of anastomoses. It operates by a manual mechanism whereby it cuts the tissues (e.g., colon) and simultaneously applies single or multiple linear rows of surgical staples to the resulting ends, eliminating the need for temporary clamping. The staples and cutting blade may be housed in a single-use loading unit (SULU) which may be included. This is a previously used single-use device that has been processed for an additional single-use patient application. | C
500 | Pediatrics and Neonatology | Open-surgery manual linear cutting stapler, reusable | A hand-held, manual surgical instrument intended to be used during open surgery (including abdominal, gynaecological, paediatric, or thoracic surgery) for the expeditious transection/resection of tissues and creation of anastomoses. The device operates by a manual mechanism (e.g., lever, sliding knob) whereby it cuts the tissues (e.g., colon) and simultaneously applies single or multiple linear rows of surgical staples to the resulting ends, eliminating the need for temporary clamping. The staples and cutting blade may be housed in a single-use loading unit (SULU) which may be included. This is a reusable device intended to be sterilized prior to use. | C
501 | Pediatrics and Neonatology | Open-surgery manual linear cutting stapler, single-use | A sterile, hand-held, manual surgical instrument intended to be used during open surgery (including abdominal, gynaecological, paediatric, or thoracic surgery) for the expeditious transection/resection of tissues and creation of anastomoses. The device operates by a manual mechanism (e.g., lever, sliding knob) whereby it cuts the tissues (e.g., colon) and simultaneously applies single or multiple linear rows of surgical staples to the resulting ends, eliminating the need for temporary clamping. The staples and cutting blade may be housed in a single-use loading unit (SULU) which may be included. This is a single-use device. | C
502 | Pediatrics and Neonatology | Open-surgery manual linear stapler, reusable | A hand-held, manual surgical instrument intended to be used during open surgery (including abdominal, gynaecological, paediatric, or thoracic surgery) for the application of surgical staples to approximate internal soft tissues (e.g., two ends of bowel) or for fixation of a surgical mesh to tissue. The device operates by a manual mechanism (e.g., lever, sliding knob) whereby it applies single or multiple linear rows of surgical staples to a portion of tissue; it has no cutting function. The staples may be housed in a single-use loading unit (SULU) which may be included. This is a reusable device intended to be sterilized prior to use. | C
503 | Pediatrics and Neonatology | Open-surgery manual linear stapler, single- use | A sterile, hand-held, manual surgical instrument intended to be used during open surgery (including abdominal, gynaecological, paediatric, or thoracic surgery) for the application of surgical staples to approximate internal soft tissues (e.g., two ends of bowel) or for fixation of a surgical mesh to tissue. The device operates by a manual mechanism (e.g., lever, sliding knob) whereby it applies single or multiple linear rows of surgical staples to a portion of tissue; it has no cutting function. The staples may be housed in a single- use loading unit (SULU) which may be included. This is a single-use device. | C
504 | Pediatrics and Neonatology | Ophthalmic tonometer, battery- operated | An ophthalmic, battery-powered, measuring instrument designed for determining the intraocular pressure (IOP) by exerting an external force against the eye which provides a reading of the resistance of the tunica of the eye to deformation (the extent of corneal indentation) which is expressed in millimetre(s) of mercury (mmHg). This hand-held device (known as a contact type, e.g., a Perkins tonometer) is often used for, e.g., the examination of postoperative, bedridden and paediatric patients. | B
505 | Pediatrics and Neonatology | Orthopaedic medialization instrument | A surgical instrument used to restore the anatomical and mechanical axes during orthopaedic correction osteotomies. It is typically designed as a robust block with a long, thin, adjusting rod running through its centre and an incremented measuring scale that enables the surgeon to gauge the adjustments made to the axes (the medialization). It is usually attached to a dedicated bone plate which is bridging the osteotomy site in order to achieve the correct offset of the two separated bone sections. It is typically made of high-grade stainless steel and can be used on adult and paediatric patients. This is a reusable device. | B
506 | Pediatrics and Neonatology | Oxygen administration hood, paediatric | A device consisting of a rigid/semi-rigid transparent plastic shell that forms an enclosure over an infant's whole body, or the head only, in order to provide an enriched environment of oxygen (O2) to increase the patient's O2 uptake. It is connected to an O2 source and may be used concurrently with increased humidification and temperature control. It is designed to be used for patients adverse to oxygen delivery devices such as a nasal cannula or face mask. This device may include the tubing, a diffuser (to disperse the flow of incoming O2), O2 concentration and humidity sensors. This is a reusable device. | A
507 | Pediatrics and Neonatology | Oxygen administration tent, neonatal/paediatric | A flexible enclosure designed to cover the bed of a neonatal or small child to provide an enriched environment of oxygen (O2) to increase the patient's O2 uptake. It is connected to an O2 source and may be used concurrently with increased humidification and temperature control. It typically consists of a metal frame covered with transparent plastic, the tubing, and may have built-in humidification. It is used for the treatment of breathing disorders in infant and paediatric patients permitting them movement without restriction. This is a reusable device. | A
508 | Pediatrics and Neonatology | Paediatric bed | A bed with appropriate size for children (typically up to 12 years of age) that incorporates safety canopy tops, fixed endrails, and moveable and latchable siderails. It allows children complete freedom in bed without the danger of falling out, yet allows staff access to the patient. Paediatric beds are not appropriate for neonates/infants. | B
509 | Pediatrics and Neonatology | Paediatric blood donor set | A sterile assembly consisting of multiple collection containers (typically five connected flexible bags) of smaller volume than those used in adult sets. It is used for the storage of adult donor blood which is decanted from a normal adult size pack into this device in order to create smaller paediatric volume packs for infusion. The individual paediatric packs are then separated and sealed for later infusion. This is a single-use device. | B
510 | Pediatrics and Neonatology | Paediatric cardiopulmonary bypass cannula | A sterile tube intended to be used during open heart surgery on a paediatric patient (e.g., neonatal, infant) to access the arterial or venous vasculature surrounding the heart (i.e., intended for both venous and arterial access), to serve as a channel intended to be connected to an extracorporeal circuit for the transport of blood to or from a cardiopulmonary bypass system (heart-lung machine) circuit where the blood is pumped and oxygenated. It is typically a reinforced polymer tube which may include accessories/devices dedicated to introduction/function (e.g., introducer/connector). This is a single-use device. | C
511 | Pediatrics and Neonatology | Paediatric dental chair, electric | A mains electricity (AC-powered) device designed to support a paediatric patient in a seated position to facilitate dental examination, treatment, and/or minor surgery procedures. It is typically adjustable in height to enable healthcare staff to perform procedures while standing. It usually includes head and armrests, a reclining back that may be tilted from a vertical to a horizontal position, and has rotating capabilities; some types can be programmed to several standard positions. Devices intended for dental examination and/or treatment (e.g., lights, irrigation) may be attached as components of the chair, or stand separately as self- supported, wall- or ceiling-mounted units. | B
512 | Pediatrics and Neonatology | Paediatric dental chair, mechanical | A manually- or hydraulically-powered device designed to support a paediatric patient in a seated position to facilitate dental examination, treatment, and/or minor surgery procedures. It is typically adjustable in height to enable healthcare staff to perform procedures while standing. It usually includes head and armrests, a reclining back that may be tilted from a vertical to a horizontal position, and has rotating capabilities; some types can be programmed to several standard positions. Devices intended for dental examination and/or treatment (e.g., lights, irrigation) may be attached as components of the chair, or stand separately as self- supported, wall- or ceiling-mounted units. | B
513 | Pediatrics and Neonatology | Paediatric dorsiflexion slant board | A standing platform for a child designed to slant the surface on which the feet are placed to create a slope angle to therapeutically stretch the ankle plantar flexion muscles/tendons. It is intended to be used in the treatment of various medical conditions (e.g., congenital, neurological, post-traumatic) where tendon tightness and muscle contracture affect the ability to dorsiflex the foot, possibly leading to an abnormal gait. It is typically made of synthetic polymer materials. This is a reusable device. | A
514 | Pediatrics and Neonatology | Paediatric strabismus screening scanner | An electrically-powered optic device designed for screening for strabismus and amblyopia risk in children (aged 2 to 8 years) by using retinal reflections of polarized laser light to/from both eyes simultaneously. It consists of a self-contained unit which includes a visually enticing interface for the child to look at, and provides a result, in the form of a recommendation for referral to an ophthalmologist, if an abnormality is detected. | B
515 | Pediatrics and Neonatology | Paediatric urine collection/analysis kit | A collection of devices intended to be used to collect and analyse a paediatric urine specimen for multiple clinical chemistry analytes (e.g., ketones, glucose and pH). It consists of a specimen collection undergarment (nappy or diaper) worn by the patient, and quantitative test strips for various clinical chemistry analytes. Results are analysed visually or with dedicated interpretive software (not included). It is intended to be used at the point-of-care by a healthcare professional, or at home by a caregiver. This is a single-use device. | A
516 | Pediatrics and Neonatology | Paediatric- temperature nasogastric/orogastric tube | A sterile, thin, flexible, hollow cylinder designed as a paediatric or neonatal enteral feeding tube with an integrated temperature sensor that continuously measures oesophageal temperature. It is typically intended to provide gastric feeding or deliver oral medication via a nasogastric or orogastric route, and to capture the oesophageal temperature for a period (e.g., up to 30 days) via a thermistor sensor located near the distal tip. It is available in various diameters and may connect to a compatible patient monitoring device. This is a single-use device. | B
517 | Pediatrics and Neonatology | Polyglyconate suture | A sterile, single-strand (monofilament), synthetic, bioabsorbable thread made from polyglyconate (prepared from a copolymer of glycolic acid and trimethylene carbonate) intended to join (approximate) the edges of a soft-tissue wound or incision by stitching or to ligate soft tissues (especially in paediatric cardiovascular surgeries). It may include an attached needle intended to be disposed of after single use. The thread provides extended temporary wound support, until the wound sufficiently heals to withstand normal stress, and is subsequently absorbed by hydrolysis. This is a single-use device. | D
518 | Pediatrics and Neonatology | Blanket/pad infant phototherapy unit | A device designed to emit a blue light in the visible wavelength of around 425-475 nm to treat neonatal jaundice (or hyperbilirubinemia). It consists of a fibreoptic-light source that connects through a flexible fibreoptic cable to a transparent blanket-like wrap or pad which emits the light and covers or encloses the neonate's body. Exposure to this device will alter the bilirubin through photo oxidation and configurational and structural isomerization allowing the body function to dispose of it naturally. This device can be suitable for home-use. | B
519 | Pediatrics and Neonatology | Flotation therapy bed, neonatal | A fixed (non-adjustable) device designed with a mattress or cushions containing air, water, gel, or other appropriate material used for the continuous care of newborns, and sick and/or premature babies. It has a size to suit such patients and provide environmental conditions (e.g., softness, illumination levels) appropriate for a neonate, as well as good working conditions for the healthcare staff; the bed is frequently mounted on wheels and may include or permit attachments for/to a baby warmer. | B
520 | Pediatrics and Neonatology | Mobile steam washer/disinfector | A mobile, mains electricity (AC-powered) unit designed for the cleaning and high-level disinfection of a range of medical devices (e.g., operating tables, operating lights, neonatal incubators, medical beds, chirurgical instruments) using steam. It includes an electronically controlled boiler unit, for steam generation; hosing, for transfer of the steam; and a hand-held steam application device, typically including accessories (e.g., brush, nozzle, mop), in order to effectively direct steam onto the medical device being disinfected. | C
521 | Pediatrics and Neonatology | Otoacoustic emission system, battery- powered | An assembly of battery-powered devices designed to record and analyse the faint sounds hair cells in the inner ear emit [otoacoustic emission (OAE)] in response to a stimulus (e.g., click, tone burst, pure-tone signals) to test for a deficiency of function in the ear during diagnostic evaluation and/or neonatal screening. It typically consists of a portable programmable unit, an OAE probe, and eartips. The stimulus signal is emitted via the probe inserted into the ear canal and the response is recorded via a microphone in the probe; OAEs are absent/reduced in patients with hearing loss. The system may be combined with other audiological devices (e.g., tympanometer, ABR device). | B
522 | Pediatrics and Neonatology | Otoacoustic emission system, line-powered | An assembly of mains electricity (AC-powered) devices designed to record and analyse the faint sounds hair cells in the inner ear emit [otoacoustic emission (OAE)] in response to a stimulus (e.g., click, tone burst, pure- tone signals) to test for a deficiency of function in the ear during diagnostic evaluation and/or neonatal screening. It typically consists of a programmable unit, an OAE probe, and eartips. The stimulus signal is emitted via the probe inserted into the ear canal and the response is recorded via a microphone in the probe; OAEs are absent/reduced in patients with hearing loss. The system may be combined with other audiological devices (e.g., tympanometer, ABR device). | B
523 | Pediatrics and Neonatology | Overhead infant phototherapy unit | A mains electricity (AC-powered) device designed to emit a blue light in the visible wavelength of around 425- 475 nm to treat neonatal jaundice (hyperbilirubinemia). It consists of an overhead lamp consisting of several, daylight, cool white, blue, or special blue fluorescent light tubes / LEDs and a Plexiglas shield placed between the phototherapy lights and the newborn to filter out ultraviolet (UV) radiation. Exposure to this device will alter the bilirubin through photo-oxidation, and configurational and structural isomerization, allowing the body to dispose of it naturally. It will typically have a built-in timer, but some may have a separate timer unit connected. | B
524 | Pediatrics and Neonatology | Phototherapy eye protector, reusable | A device worn to cover and protect the eyes of a patient or user from potentially harmful rays [e.g., ultraviolet (UV)] to which parts, or all, of their body is intentionally exposed during light therapy treatment. It will typically be designed as goggles, special spectacles, or a mechanical mask-like shield with properties to block or inhibit the transmission of rays to the eyes. It will come in a variety of sizes, e.g., premature infant, neonatal, child, and adult. This is a reusable device. | A
525 | Pediatrics and Neonatology | Phototherapy eye protector, single-use | A device worn to cover and protect the eyes of a patient from potentially harmful rays [e.g., ultraviolet (UV)] to which their body is intentionally exposed during light therapy treatment. It will typically be designed as a mechanical mask-like shield with properties to block or inhibit the transmission of rays to the eyes. It will typically be made of soft materials in a variety of sizes, e.g., premature infant, neonatal and affix to the head using bands, hooks, Velcro fasteners, and/or adhesive fasteners. This is a single-use device. | A
526 | Pediatrics and Neonatology | Respiratory gas heating wire, infant | A non-sterile device intended to be integrated within a ventilator breathing circuit and used in conjunction with a heated respiratory humidifier (from which it draws its power) to maintain the temperature of inspiratory gases during ventilation of an infant/neonate. It typically consists of a compact heating unit and a length of heated wire which is integrated within the lumen of a neonatal/paediatric breathing circuit tube. This is a reusable device. | C
527 | Pediatrics and Neonatology | Stationary pneumatic high-frequency ventilator respiration monitor | A mains electricity (AC-powered) device intended to continuously measure and display respiratory variables associated with the operation of a stationary pneumatic high-frequency ventilator. Measurements include proximal airway pressure, high-frequency percussive rates, mean airway pressures and inspiratory and expiratory times. It is typically equipped with audible and/or visual alarms that are triggered when respiratory parameters drop below or exceed pre-set limits, and connectors for attachment to the ventilator. It may be used for neonatal, paediatric, and adult patients. | C
528 | Pediatrics and Neonatology | Syringe pump | A mains electricity (AC-powered) device designed to precisely drive the plunger of a syringe down its barrel to infuse a solution when it must be administered with a high degree of volume accuracy and rate consistency. Because of the lower flow settings and flow resolution (e.g., 0.1 ml/hr), it is especially appropriate for neonatal, infant, and critical care applications in which small volumes of concentrated drugs are to be delivered over an extended period. It can also be used to administer epidural analgesia. It will typically have internal batteries that allow the device to operate for a short period of time when no line power is available (e.g., during transport or a power outage). | C
529 | Pediatrics and Neonatology | Thoracic electrical impedance segmentography system | An assembly of devices designed to perform thoracic bio-impedance measurements to continuously record the distribution of air across 4 quadrants of the lungs, commonly of a neonatal/infant patient. It consists of a mobile support/trolley, a mains electricity (AC-powered) central unit with a display, and may include the appropriate patient electrodes. It is intended to detect changes in lung ventilation at a regional level, to assist in the diagnosis of lung conditions (e.g., atelectasis, pneumothorax, misplacement of endotracheal tube, effects of surfactant administration). | B
530 | Pediatrics and Neonatology | Thoracic electrical impedance segmentography system electrode array | A non-sterile, noninvasive component of a thoracic electrical impedance segmentography system intended to be attached to the skin surface of a neonatal/infant patient, to transmit electrical signals back to the system, for the continuous recording of the distribution of air across 4 quadrants of the lungs to assess a variety of pulmonary conditions/treatments (e.g., atelectasis, pneumothorax, endotracheal tube misplacement, effects of surfactant administration). It is a dedicated configuration of multiple electrodes. This is a single-use device. | B
531 | Pediatrics and Neonatology | Transcutaneous intracranial pressure sensor | A non-sterile electronic device exclusively intended for noninvasive measurement of intracranial pressure in a neonatal patient. Sometimes referred to as a fontanometer, it typically consists of a sensor, designed to be topically applied to the fontanel, and a cable, intended to be connected to an appropriate monitor to allow readings to be displayed and/or recorded. It may include a distal balloon to allow pressure baselines to be set. This is a reusable device. | C
532 | Pediatrics and Neonatology | Wearable neonatal heart rate meter | An electrically-powered device designed to detect and display the heart rate of a neonate, typically within the first few hours after delivery. It consists of a display screen with sensor arms on each side, which are placed around the torso of the newborn. This is a reusable device. | B
533 | Pediatrics and Neonatology | Antimicrobial infant garment | A piece of clothing (e.g., baby grow) intended to be worn by an infant affected by an infectious or infection- susceptible skin condition (e.g., eczema, psoriasis, epidermolysis bullosa) to help manage the condition by reducing microbial proliferation through fabric. It is constructed of a material which can prevent/control microbial growth (e.g., silk treated with a silica– ammonium chloride compound). It is available in various sizes for daily use in the home or healthcare facility. This is a reusable device. | B
534 | Pediatrics and Neonatology | Birthing bath | A large bath intended to be filled with heated water for use before and/or during child birth. It may be used to deliver the baby under water and/or to provide a comfortable environment for the expecting mother prior to birth. The device may also include specific features such as connectors and diagnostic attachments. | A
535 | Pediatrics and Neonatology | Boiling water sterilizer | A mains electricity (AC-powered) device designed for total elimination and/or inactivation of microorganisms from medical/dental devices and related products using boiling water as the sterilizing agent. It typically consists of a container intended to be filled with water, in which devices are submerged, and an apparatus to boil the water for a specific period. The device is almost exclusively used in remote areas, at home (e.g., for baby bottle sterilization), and/or in emergency situations. | B
536 | Pediatrics and Neonatology | Newborn-infant bed | A bed designed for newborn babies. It is usually an open rectangular receptacle, and mounted on a wheeled framework (trolley). It is padded or lined with appropriate bedding and used mostly as the general-purpose or standard baby bed in birthing departments. A source of additional heating may be provided to the newborn. | A
537 | Pediatrics and Neonatology | Resuscitator face mask, reusable | A flexible, form-shaped device that is placed over a patient's nose and mouth to direct ambient air, or medical oxygen (O2) and air, from a resuscitator to the upper airway and lungs. It is typically made of non- conductive sterilizable materials (e.g., silicone) that will create a gastight seal against the face. It will typically include a 15 mm and/or 22 mm connector and is available in a range of sizes (baby to adult). It will be directly attached to the resuscitator and held in place on the patient's face by the operator. This device is intended for use with a breathing resuscitator but may be used for the delivery of anaesthesia gases. This is a reusable device. | B
538 | Pediatrics and Neonatology | Resuscitator face mask, single-use | A non-sterile, flexible, form-shaped device that is placed over a patient's nose and mouth to direct ambient air, or medical oxygen (O2) and air, from a resuscitator to the upper airway and lungs. It is typically made of non- conductive sterilizable materials (e.g., silicone) that will create a gastight seal against the face. It will typically include a 15 mm and/or 22 mm connector and is available in a range of sizes (baby to adult). It will be directly attached to the resuscitator and held in place on the patient's face by the operator. This device is intended for use with a breathing resuscitator but may be used for the delivery of anaesthesia gases. This is a single-use device. | B
539 | Pediatrics and Neonatology | Warming infant bed, adjustable | A mains electricity (AC-powered) bed specifically designed for a newborn, sick, or premature baby that requires additional heating provided by a heating pad system. It is typically ergonomically designed for the attending/nursing staff or parents and the motorized mechanism is used to electrically adjust the height and possibly tilt the bed to provide better access to the baby. It may be equipped with features such as shelves, drawers, a canopy, and is typically used in the maternity department. | C
540 | Pediatrics and Neonatology | Warming infant bed, non-adjustable | A non-adjustable bed (has a fixed height and mattress platform) specifically designed for a newborn, sick, or premature baby that requires additional heating provided by a heating pad system. It is typically ergonomically designed to provide good access to the baby by the attending/nursing staff or parents. It may be equipped with features such as shelves, drawers, a canopy, and is typically used in the maternity department. | C
541 | Pediatrics and Neonatology | Bedrail pad | A device which is formed as a flat or contoured fitted cushion made of soft, non-irritating materials designed to protect the patient from coming into contact with the bedrails and inadvertently hurting or injuring themselves. It will be mainly used for patients that have little self- control, infants and very young children. This is a reusable device. | A
542 | Pediatrics and Neonatology | Blanket/pad infant phototherapy unit tester | A portable device intended to be used in conjunction with a light meter to test a blanket/pad infant phototherapy unit. The phototherapy unit is typically positioned over specific areas of the test device at set distances to provide a measurement of light, such as average light output. It typically consists of a plastic stencil-like shape designed so the radiometer may fit at a number of positions. It is intended to be used by a healthcare professional in a clinical setting. | B
543 | Pediatrics and Neonatology | Blood transfusion set, exchange | A sterile, intravascular administration set used to remove a diseased infant's blood and replace it with fresh donor blood or plasma. The device typically includes a needle or catheter, tubing, a flow regulator, a drip chamber, an infusion line filter, a stopcock, connectors between parts of the set, a side tube with a cap to serve as an injection site, and a hollow spike to penetrate and connect the tubing to an intravenous (IV) bag or other infusion fluid container. This is a single-use device. | B
544 | Pediatrics and Neonatology | Blue light radiometer | An instrument designed to measure the radiant flux (radiant power) in the spectral range of 400 to 500 nm (i.e., blue) during bilirubinemia treatment for newborns and infants. It typically includes a pre-filter intended to remove wavelengths of light not in the 400-500 nm range (e.g., infrared light); a primary detector consisting of a temperature-stabilized, solid-state [e.g., selenium (Se) or indium-gallium-arsenide] device used to detect radiation; electronic circuits including an amplifier and a electric meter; a power source (e.g., a battery); and a display showing the results either in analogue or digital format. | B
545 | Pediatrics and Neonatology | Cardiac septostomy catheter, balloon | A flexible tube with an inflatable balloon designed to create or enlarge the atrial septal defect found in the hearts of infants with congenital cardiac malformations. This allows interatrial blood mixing in infants with transposition of the great vessels. This is a single-use device. | C
546 | Pediatrics and Neonatology | Cardiac septostomy catheter, blade | A flexible tube with a collapsible blade at the distal end that, once in situ, can be raised to an acute angle by the surgeon operating an actuation lever at the proximal end for a blade atrial septostomy (BAS) procedure. It is used to enlarge the interatrial opening in cases of mitral atresia (a septal defect found in the hearts of infants) or unsuccessful or insufficient balloon atrial septostomy. This procedure allows interatrial blood mixing in infants with congenital cardiac malformations. It is typically made of plastic and high-grade stainless steel materials. This is a single-use device. | C
547 | Pediatrics and Neonatology | Conventional infant incubator | A mains electricity (AC-powered) unit designed to provide an enclosed controlled environment to maintain appropriate temperature and humidity levels mainly for premature infants and other newborns who cannot effectively regulate their body temperature. It typically consists of a clear removable plastic hood with a mattress. It typically includes a means to warm the infant such as providing heated air (either by natural flow or forced) or through a warm water mattress; temperature controls that work automatically either by measuring the air temperature or through a temperature sensor attached to the infant skin; and humidity controls. The device is intended to remain in a hospital ward. | C
548 | Pediatrics and Neonatology | Cranial orthosis | A custom-made helmet-like device intended to be worn on the head of an infant with an abnormal head shape (e.g., due to plagiocephaly, brachycephaly, scaphocephaly), or after craniosynostosis repair surgery, to apply pressure to the cranium and improve cranial symmetry/shape during growth over a period of months. It is made of durable materials (e.g., plastic, solid foam) and is designed with patient-specific characteristics (e.g., size, shape) based on head measurements (e.g., clinical pictures, 3-D scans, casts). It is typically worn during daily activities and sleep. This is a single-patient device that can be reapplied during the treatment period (reusable) before being discarded. | B
549 | Pediatrics and Neonatology | Home BPAP unit | A portable mains electricity (AC-powered) device, which may include rechargeable batteries, intended to assist noninvasive ventilation (i.e., without use of an artificial airway) using bi-level positive airway pressure (BPAP) during spontaneous respiration for adult/child (non- infant) patients affected by obstructive sleep apnoea (OSA), and/or to treat patients with conditions requiring respiratory assistance in the home [e.g., chronic obstructive pulmonary disease (COPD)]. It is a small desktop unit, which may include a built-in humidifier, intended to be used with a separate nose/mouth mask. The device is intended for use in the home but may also be used in healthcare facilities. | B
550 | Pediatrics and Neonatology | Multi-purpose saline solution | A sterile, water-based, salt solution (e.g., sodium chloride isotonic solution) intended for alternative use in multiple applications including inhalation therapy, moisturizing and washing/irrigation of the eyes, nose and ears, and wound cleansing; it is not dedicated to a specific application or part of the anatomy. It is typically available in a squeeze bottle for self-administration or application to infants for preventive or symptomatic care. It is normally available (non-prescription) over-the- counter (OTC) for home use. After application, this device cannot be reused. | B
551 | Pediatrics and Neonatology | Nappy changing table, portable | A raised device consisting of a platform with a full-body length top surface (this may be slightly concave and padded to prevent the patient easily rolling off) mounted on a foldable frame with legs designed to support an infant, child or an adult during nappy (diaper) changing. The device is used primarily for a patient with a disability who is incontinent and requires regular changing of their nappies. It is designed to be portable for transport to different locations. | A
552 | Pediatrics and Neonatology | Nasal aspirator, electric | A portable, hand-held, battery-powered suction device designed to enable an adult to gently suction and clear excessive mucus from the nasal passages of an infant or child to facilitate easier breathing. It consists of a handgrip that contains the batteries, a small electric pump that creates the suction, and typically has a silicone nozzle attached to a detachable, washable, collection cup at the distal end. It is designed for domestic use and is typically applied superficially the nasal opening (i.e., not inserted into the nasal cavity). This is a reusable device. | A
553 | Pediatrics and Neonatology | Open infant incubator | A mains electricity (AC-powered) unit that functions similar to a standard infant incubator but is open, having low side walls and no top enclosure, giving instant access to the infant. Such infants are not premature but suffer from disorders where intensive care is required. This device is equipped with overhead heating lamp(s), oxygen therapy flowmeter, gas mixer, suction system, facilities for infusion pumps, and other equipment. The main difference between this device and a closed infant incubator is the inability of this device to regulate the oxygen environment surrounding the occupant. | C
554 | Pediatrics and Neonatology | Oral medicine dropper | A device designed for aspirating a small volume of liquid medicine so that it can be dispensed in single drops into a patient's mouth, typically an infant or small child. It is typically designed as a hollow tube, open at both ends, with an aspiration bulb attached to the proximal end and a narrow opening at the distal end. It is usually made of glass or plastic with a rubber teat. This is a reusable device. | A
555 | Pediatrics and Neonatology | Oxygen breath analyser | A mains electricity (AC-powered) laboratory instrument designed for intermittent/periodic measurements of oxygen (O2) content in a breath and/or respiratory gas specimen. It usually requires manual aspiration of a quantity of gas into a sampling chamber and may operate according to one of several basic principles (e.g., paramagnetism, polarography). The device is used in pulmonary function tests and for measurements in critically ill patients, such as infants in incubators and patients breathing air with supplemental oxygen. | C
556 | Pediatrics and Neonatology | Oxygen terminal unit | A device that is a component of a medical gas pipeline system or a medical gas/vacuum pipeline system that has a gas-specific outlet connection for oxygen (O2). It is designed to be mounted to wall-mounted medical supply units, utility supply systems (ceiling pendants), or directly to a wall, and functions as the outlet assembly of a gas pipeline system to which the operator can connect and disconnect a device, typically anaesthesia systems, ventilators, respiratory devices, infant incubators, and other devices that require O2 to function as intended. On disconnection of the medical device from the outlet, it will self seal the gas pipeline system preventing gas leakage to the environment. | A
557 | Pediatrics and Neonatology | Pulmonary function analysis system, paediatric | A computerized instrument designed to assess lung volume, flow, and mechanical parameters (including airway compliance and resistance) in young children and infants. It is different from an adult version in absolute dimensions and in the special procedures required for adaption to the pediatric patient (e.g., use of a small constant-volume chamber in which the infant reclines for plethysmography, use of a pressure jacket to obtain forced exhalation); also, parameters that require subject cooperation (e.g., vital capacity, forced expiratory volume) can't be determined. The device is used for pulmonary function testing in diagnostic studies and for evaluation of diseases and chest deformities. | B
558 | Pediatrics and Neonatology | Reactive-gel heating pad | An underlay intended to produce heat through chemical reaction typically used to warm and/or maintain the body temperature of neonates or infants. It is typically designed with a soft outer casing (e.g., a soft plastic) that contains a chemically-reactive-gel activated by the user (e.g., by breaking its inner enclosure) to provide a heat of approximately normal body temperature (e.g., 38° Celsius) for a limited period. This device is typically used to maintain the body temperature of infant patients during transportation and may be x-ray translucent and magnetic resonance imaging (MRI) compatible. This is a single-use device. | B
559 | Pediatrics and Neonatology | Respiratory apnoea monitoring system | An assembly of devices designed to detect the cessation of breathing (apnoea) in infants and adults who are at risk of respiratory failure to alert a parent or attendant of the life-threatening episode(s). It alarms primarily upon the cessation of breathing timed from the last detected breath, and may also include indirect methods of apnoea detection such as monitoring of heart rate and other physiological parameters associated with respiration. It may print-out this data. It will typically include a mains electricity (AC-powered) monitoring unit with software, patient leads, and possibly a recorder to record, display, or print data on a patient's breathing condition. | C
560 | Pediatrics and Neonatology | Rocking infant bed, electric | A mains electricity (AC-powered) bed designed to provide a motorized rocking movement for newborn babies to soothe the infant. The motorized mechanism is control-adjustable to provide variable degrees of movement and speed. | B
561 | Pediatrics and Neonatology | Skin transilluminator, battery-powered | A hand-held, battery-powered device with a built-in light source, usually together with a lens, intended to be used to illuminate the skin and soft tissues, rendering them translucent for examination. It is typically used to examine subcutaneous and scrotal tissue/contents for lesions, and veins (e.g., on the scalp of an infant) for anatomical abnormalities. This device may also be known as a diaphanoscope, a phaneroscope or a light scanner. | C
562 | Pediatrics and Neonatology | Skin transilluminator, line-powered | A hand-held, mains electricity (AC-powered) device with a built-in light source, usually together with a lens, intended to be used to illuminate the skin and soft tissues, rendering them translucent for examination. It is typically used to examine subcutaneous and scrotal tissue/contents for lesions, and veins (e.g., on the scalp of an infant) for anatomical abnormalities. It can use varying forms of light depending upon the specific application. This device may also be known as a diaphanoscope, a phaneroscope or a light scanner. | C
563 | Pediatrics and Neonatology | Teething device, fluid- filled | A circular or cylindrical device filled with fluid (e.g., water) intended to be bitten by a patient (infant or adult) to soothe gums during the teething process. This is a reusable device. | B
564 | Pediatrics and Neonatology | Teething device, non- fluid-filled | A circular or cylindrical device free of fluid and intended to be bitten by a patient (infant or adult) to soothe gums during the teething process. This is a reusable device. | A
565 | Pediatrics and Neonatology | Transport infant incubator | An electrically-powered unit designed to provide an enclosed controlled environment to maintain appropriate temperature and humidity levels mainly for premature infants and other newborns who cannot effectively regulate their body temperature; it is typically on wheels and also designed for transporting infants either outside or within the healthcare facility. It typically consists of a clear removable plastic hood with a mattress and operates using mains electricity (AC-powered) when not in use for transportation. During transport, it is connected to an ambulance electrical outlet or is battery-powered from a battery pack. | C
566 | Pediatrics and Neonatology | Visual-reinforcement- audiometry reward system | An assembly of mains electricity (AC-powered) devices intended to be used in conjunction with an audiometer to reward an infant/child during instrumentation conditioned reflex audiometry/play audiometry. It includes hardware (e.g., monitor, lights) intended to give the child a visual reward, and dedicated operating software; it may include additional controls (e.g., foot- switch) and toys. It is intended to be operated by the healthcare professional to build the conditioned response during auditory testing. | B
567 | Urology | Bare-metal urethral stent, short-term | A sterile non-bioabsorbable tubular device intended to be placed short-term (<= 30 days) in the urethra to facilitate urethral patency and an unimpeded flow of urine from the bladder; it is typically used to relieve lower urinary tract symptoms (LUTS) due to benign prostatic hyperplasia (BPH). | C
568 | Urology | Biliary/urinary stone retrieval basket | A flexible manual instrument designed to remove biliary and/or urinary stones (gallbladder and/or renal calculi) from the body during an endoscopic procedure. | B
569 | Urology | Bladder neck spreader | A manual gastroenterology-urology surgical instrument with specially designed moveable blades intended to be used to separate and spread the bladder neck. This is a reusable device. | A
570 | Urology | Bladder-emptying vibratory stimulator | A battery-powered, hand-held device intended to be used in the home or healthcare facility by a patient to help initiate urination and facilitate complete bladder emptying through application of small mechanical vibrations to the lower abdomen to promote urethral sphincter relaxation. | B
571 | Urology | Closed-ended wearable urine collection bag, non- sterile | A non-sterile flexible plastic pouch designed to connect to a urinary catheter and to be strapped to the leg of a patient to collect discharged urine; it is not designed with an opening for urine drainage. | A
572 | Urology | Closed-ended wearable urine collection bag, sterile | A sterile flexible plastic pouch designed to connect to a urinary catheter and to be strapped to the leg of a patient to collect discharged urine; it is not designed with an opening for urine drainage. | A
573 | Urology | Cystometer | A device used to examine the bladder, providing measurement data concerning pressure and volume. This data will be used for diagnostic evaluation of the neuromuscular mechanisms of the bladder. | B
574 | Urology | Cystometer probe, ultrasonic | A device that emits ultrasound energy generated by a cystometer in order to study bladder function by measuring bladder capacity, sensation, pressure, and residual urine. | B
575 | Urology | Cystoscopic electrode | A sterile electrical conductor intended to be placed in contact with the bladder to stimulate it and/or record its electrical activity for diagnostic examination. | B
576 | Urology | Diaphragm wearable urinal | A non-sterile urine drainage device designed for men with incontinence consisting of a front piece with a scrotal support and a leak-proof, flexible diaphragm through which the penis passes into a closed cone- shaped tube connected to a leg bag into which the urine is collected. | A
577 | Urology | Draping incontinence liner | A non-sterile padded sheet intended to cover and protect a device/piece of furniture (e.g., wheelchair, bed, sofa) occupied by an incontinent person by catching and retaining urine. | A
578 | Urology | Drip wearable urinal | A non-sterile urine drainage device designed for men to contain a moderate leakage consisting of a front piece with an integrated tubular sheath that fits fully over the penis and into which dribbling urine is collected. | A
579 | Urology | Electrohydraulic lithotripsy system | An assembly of devices that uses plasma-induced shock waves for the intracorporeal fragmentation of stones (calculi) found in the kidney, ureter, and bladder. | B
580 | Urology | Electrohydraulic/pneumatic lithotripsy system probe, urinary, single-use | A sterile, slender, rod-like device intended to be used as part of an intracorporeal lithotripsy system to transmit shock waves from electrohydraulic or pneumatic sources directly to a calculus in the urinary tract (i.e., kidneys, ureters, and bladder), providing high-speed fragmentation of the calculus in situ. | B
581 | Urology | Electromechanical lithotripsy system, extracorporeal | An assembly of devices that non-invasively disintegrates stones (i.e., calculi) by sending focused shock waves from outside the body produced by an electromechanical generator. | B
582 | Urology | Electromechanical lithotripsy system, intracorporeal | An assembly of devices designed to create shock waves through electromechanical action for the intracorporeal fragmentation of calculi (stones) in the urinary tract (i.e., kidney, ureter and bladder); the resulting debris may be actively removed or passed out by natural means at a later date. | B
583 | Urology | Female wearable urinal, reusable | A non-sterile, urine drainage device designed for women that typically consists of a flexible tube attached to a collector that is specially formed to securely fit around the female genitals to provide a route to channel urine, via a tube, into a collection bag. | A
584 | Urology | Fibreoptic ureteral catheter, reusable | A flexible tube containing a fibreoptic bundle that emits light throughout its length, intended to be inserted into the ureter for illumination to enable the path of the ureter to be seen. It also includes a plug for connection to a fibreoptic light source and a port for irrigation at its proximal end. | B
585 | Urology | Filiform urethral bougie | An extremely thin, wire-like, manual surgical instrument designed for traversing and exploring urethral strictures and/or dilating the urethra, introduced directly or through an appropriately threaded urethral catheter. | B
586 | Urology | Flexible endoscopic stone- retrieval forceps, reusable | A flexible manual device intended to be inserted through the working channel of a compatible flexible endoscope to grasp and remove stones (e.g., calculi from the urinary tract) or foreign bodies during an endoscopic procedure. | B
587 | Urology | Flexible fibreoptic cystonephroscope | An endoscope with a flexible inserted portion intended for the visual examination/treatment of the bladder, the urethra (including the prostate region), and the kidneys. | B
588 | Urology | Flexible fibreoptic cystoscope | An endoscope with a flexible inserted portion intended for the visual examination and treatment of the bladder and the urinary tract. | B
589 | Urology | Flexible fibreoptic cystourethroscope | An endoscope with a flexible inserted portion intended for the visual examination and treatment of the bladder and the urethra, including the prostate region. | B
590 | Urology | Flexible fibreoptic nephroscope | An endoscope with a flexible inserted portion intended for the visual examination and treatment of the kidney. It is inserted percutaneously into the renal pelvis during nephroscopy. | B
591 | Urology | Flexible fibreoptic ureterorenoscope | An endoscope with a flexible inserted portion intended for the visual examination and treatment of the ureter and the renal pelvis. | B
592 | Urology | Flexible fibreoptic ureteroscope | An endoscope with a flexible inserted portion intended for the visual examination and treatment of the ureter (the upper urinary tract that connects the kidney to the bladder). | B
593 | Urology | Flexible fibreoptic urethroscope | An endoscope with a flexible inserted portion intended for the visual examination and treatment of the urethra (the muscular tube that leaves the urinary bladder for the excretion of urine). | B
594 | Urology | Flexible ureteral sheath/fibreoptic telescope | A sterile device assembly intended to function as a flexible endoscope for the visual examination and treatment of body cavities/organs that can be accessed via the ureter for cystoscopic, nephroscopic, laparoscopic, and ureteroscopic procedures. | B
595 | Urology | Flexible video cystonephroscope | An endoscope with a flexible inserted portion intended for the visual examination/treatment of the bladder, urethra (including prostate region), and kidneys. | B
596 | Urology | Flexible video cystoscope, reusable | An endoscope with a flexible inserted portion intended for the visual examination and treatment of the bladder and the urinary tract by introduction through the urethra. | B
597 | Urology | Flexible video cystourethroscope | An endoscope with a flexible inserted portion intended for the visual examination and treatment of the bladder and the urethra, including the prostate region. | B
598 | Urology | Flexible video nephroscope | An endoscope with a flexible inserted portion intended for the visual examination and treatment of the kidney. | B
599 | Urology | Flexible video ureterorenoscope, reusable | An endoscope with a flexible inserted portion intended for the visual examination and treatment of the ureter and the renal pelvis. | B
600 | Urology | Flexible video ureteroscope, reusable | An endoscope with a flexible inserted portion intended for the visual examination and treatment of the ureter (the upper urinary tract that connects the kidney to the bladder). | B
601 | Urology | Flexible video urethroscope | An endoscope with a flexible inserted portion intended for the visual examination and treatment of the urethra (the muscular tube that leaves the urinary bladder for the excretion of urine). | B
602 | Urology | General-purpose ureteral catheter | A flexible tube designed for introduction into the ureters through a cystoscope or nephroscope. | B
603 | Urology | Hand pneumatic lithotripsy system, urinary | An assembly of devices, held by the operator, that uses pneumatically-created ballistic shock waves for the intracorporeal fragmentation of stones (calculi) in the urinary tract (i.e., kidneys, ureters, and bladder) for their removal. | B
604 | Urology | Hand-held urinal, female | A portable, hand-held container/set, typically made of plastic, intended to be directly urinated into by a female (typically bed-bound) patient for excretory purposes. | A
605 | Urology | Hand-held urinal, male, reusable | A portable, hand-held container intended to be directly urinated into by a male (typically bed-bound) patient for excretory purposes. | A
606 | Urology | Hepatic function analysis system | An assembly of mains electricity (AC-powered) devices intended to aid in the quantitative assessment of liver function by the in vivo measurement of the plasma concentration and clearance of a tracer substance [e.g., indocyanine green (ICG)] in the peripheral vasculature following intravenous injection. | B
607 | Urology | Home faecal specimen collection kit | A collection of non-sterile devices and materials intended to be used by a layperson to collect and mail a faecal (stool) sample to a clinical laboratory for diagnostic testing or screening purposes (e.g., occult blood, cytology). | A
608 | Urology | Hydraulic male urinary incontinence treatment system | An assembly of implantable devices intended to treat male urinary incontinence by applying pressure to partially/fully occlude the bladder neck and/or urethra, typically after radical prostatectomy or transurethral resection of the prostate. | C
609 | Urology | Hydraulic male urinary incontinence treatment system port | An implantable component of a hydraulic male urinary incontinence treatment system intended to provide access to the system’s inflatable pad (e.g., cushion, balloon), for the intra- and/or postoperative introduction/removal of fluid (e.g., saline). | C
610 | Urology | Hydraulic male urinary incontinence treatment system tubing | An implantable length of tube that functions as a component of a hydraulic male urinary incontinence treatment system and intended to provide connection between the system’s inflatable pad (e.g., cushion, balloon) and the system’s port, for the intra- and/or postoperative introduction/removal of fluid (e.g., saline); it is typically made of silicone and metal. | C
611 | Urology | Hydraulic male urinary incontinence treatment system tubing plug | An implantable component of a hydraulic male urinary incontinence treatment system intended to seal the system’s tubing to prevent spillage/leakage of its contents when introduction/removal of fluid to/from the system’s pad (e.g., cushion, balloon) is not needed; it is typically made of metal. | C
612 | Urology | Incontinence device suspender | A device used by a person with a disability to secure a body-worn incontinence device [e.g., a nappy (diaper) or a pad] in a stable and safe position. | A
613 | Urology | Incontinence penis clamp, reusable | A male urinary incontinence device designed to gently compress the penis, either the proximal shaft or the glans penis, to occlude the urethra and prevent involuntary urination/dribbling for men who are incontinent of the bladder. | A
614 | Urology | Incontinence sensor/alarm | A electrically-powered electronic device intended to provide an audible, visible and/or tactile signal to alert the patient or a caregiver when a small quantity of urine and/or faeces incontinently released is detected by a sensing mechanism (e.g., a sensor pad or detector). | B
615 | Urology | Inflatable penile prosthesis | An inflatable/deflatable sterile device designed of several interconnected components intended to be surgically implanted in a patient with erectile dysfunction (ED) [commonly known as impotence] in order to achieve selective penile tumescence and rigidity adequate for vaginal intercourse | C
616 | Urology | Intermittent urethral catheterization kit, non- sterile | A collection of non-sterile devices that includes a urological catheter (with or without a urine drainage bag), a cap, and other related accessories intended for self-urinary catheterization. | B
617 | Urology | Intermittent urethral catheterization kit, sterile | A collection of sterile devices that includes a urological catheter (with or without a urine drainage bag), a cap, and other related accessories intended for self-urinary catheterization. | B
618 | Urology | Intermittent urethral drainage catheter, antimicrobial | A sterile, flexible or rigid, tube designed to be repeatedly inserted through the urethra, typically by the user (i.e., self-applied), to the urinary bladder to provide short-term, episodic urine drainage (removed after each void), typically for an individual who is physiologically incapable of voiding. | B
619 | Urology | Intermittent urethral drainage catheter, non- sterile | A non-sterile, flexible or rigid, tube designed to be repeatedly inserted through the urethra, typically by the user (i.e., self-applied), to the urinary bladder to provide short-term, episodic urine drainage (removed after each void), typically for an individual who is physiologically incapable of voiding. | B
620 | Urology | Intermittent urethral drainage catheter, sterile | A sterile, flexible or rigid, tube designed to be repeatedly inserted through the urethra, typically by the user (i.e., self-applied), to the urinary bladder to provide short-term, episodic urine drainage (removed after each void), typically for an individual who is physiologically incapable of voiding. | B
621 | Urology | Intracorporeal lithotripsy suction system | An assembly of devices designed for use with an intracorporeal lithotripsy system to evacuate, by suction, the irrigation fluid-containing fragments of urinary calculi from the kidneys, ureters, and bladder during lithotripsy. | B
622 | Urology | Intraurethral valve/pump | A sterile, non-powered device intended to be inserted into the female urethra to facilitate urine voiding in patients with incomplete bladder emptying due to impaired detrusor contractility (IDC) of neurologic origin. | B
623 | Urology | Laser lithotripsy fibre/suction guide | A sterile device intended to be inserted through the working channel of a rigid nephroscope during laser lithotripsy to function as a channel for insertion of the laser fibre of a laser beam guide (e.g., of a general/multiple surgical laser system), and for removal of debris (e.g., fluid, calculi fragments) when connected to a vacuum source. | C
624 | Urology | Laser lithotripsy system | An assembly of devices consisting of a specialized ureteroscope, a laser resistant catheter, and a dedicated laser designed for the intracorporeal disintegration of ureteral stones (calculi). | C
625 | Urology | Lithotrite | A hand-held manual surgical instrument designed for the mechanical crushing of renal stones (calculi) in the urinary tract and/or bladder | B
626 | Urology | Male urinary outflow analysis system | A mains electricity (AC-powered) assembly of devices intended to be used to measure urine flow rate and to estimate iso-volumetric bladder pressure in men with the use of an inflatable penile cuff. It typically consists of a dedicated computer and application software, an automatic cuff inflation/deflation unit, a single-use penile cuff, and a load-measuring cell/stand. | B
627 | Urology | Male urinary outflow analysis system cuff | A non-sterile inflatable cuff that is a component of a male urinary outflow analysis system. | B
628 | Urology | Manometric catheter sheath | A non-sterile, synthetic polymer sleeve intended to cover/protect and prevent contamination of a manometric catheter (including barostat catheter). | B
629 | Urology | Microwave hyperthermia system catheter, prostatic- ablation, reusable | A thin rod intended to be used as part of a hyperthermia system to treat disorders of the prostate [e.g., cancer, benign prostatic hyperplasia (BPH), prostatitis] through the local application of heat from microwaves. | C
630 | Urology | Penile extracorporeal shock wave therapy system | A mobile assembly of devices designed to provide spark-gap-generated, low-intensity, extracorporeal shock wave therapy to treat erectile dysfunction (ED) [impotence] to rehabilitate penile erection and rigidity adequate for intercourse. | B
631 | Urology | Penile extracorporeal shock wave therapy system applicator | A hand-held device designed to transmit spark-gap- generated (electrohydraulic), low-intensity, shock waves from a penile extracorporeal shock wave therapy system generator to the skin of the penile shaft and the penile crura to treat erectile dysfunction (ED) [impotence] to rehabilitate penile erection and rigidity adequate for intercourse. | B
632 | Urology | Penis wearable urinal | A non-sterile, externally-worn, urine drainage device intended to be worn over the penis of an incontinent male patient to channel urine, via a tube, into a collection bag. It consists of a urinary incontinence penis attachment (e.g., sheath or adhesive port), tubing, and a wearable urine collection bag. | B
633 | Urology | Penis/scrotum wearable urinal | A non-sterile urine drainage device designed for men with incontinence and a retracted penis that includes a front piece (a shaped cone) intended to contain both the penis and the scrotum to form a leak-proof seal around the male genitals. | B
634 | Urology | Perineal orifice incontinence-control electrical stimulation system, remote control | An assembly of battery-powered, remote-controlled devices designed for intravaginal pelvic floor exercise to treat urinary incontinence and other pelvic problems in women (e.g., pelvic pain and sexual dysfunction) through the application of electrical stimuli to the muscles of the pelvic floor. | C
635 | Urology | Piezoelectric lithotripsy system | An assembly of devices that non-invasively disintegrates stones (i.e., calculi) by sending focused shock waves from outside the body produced by a piezoelectric generator. | C
636 | Urology | Pyeloscope | An endoscope with a rigid inserted portion intended for the visual examination and treatment of the renal pelvis and major or minor calyces. | B
637 | Urology | Rigid cystoscope | An endoscope with a rigid inserted portion intended for the visual examination and treatment of the bladder and the urinary tract. | B
638 | Urology | Rigid cystourethroscope | An endoscope with a rigid inserted portion intended for the visual examination and treatment of the bladder and the urethra, including the prostate region. | B
639 | Urology | Rigid nephroscope | An endoscope with a rigid inserted portion intended for the visual examination and treatment of the kidney. | B
640 | Urology | Rigid ureterorenoscope | An endoscope with a rigid or semi-rigid inserted portion intended for the visual examination and treatment of the ureter and the renal pelvis; some types may have a flexible tip at the distal end of the inserted portion. | B
641 | Urology | Rigid ureteroscope | An endoscope with a rigid inserted portion intended for the visual examination and treatment of the ureter, (the upper urinary tract that connects the kidney to the bladder). | B
642 | Urology | Rigid urethroscope | An endoscope with a rigid inserted portion intended for the visual examination and treatment of the urethra (the muscular tube that leaves the urinary bladder for the excretion of urine). | B
643 | Urology | Rigid video ureterorenoscope | A sterile endoscope with a rigid or semi-rigid inserted portion intended for the visual examination and treatment of the ureter and the renal pelvis; some types may have a flexible tip at the distal end of the inserted portion. | B
644 | Urology | Spark-gap lithotripsy system | An assembly of devices that non-invasively disintegrates stones (i.e., calculi) by sending focused shock waves from outside the body produced by a spark-gap generator. | B
645 | Urology | Suprapubic needle, surgical, reusable | A hand-held manual surgical instrument designed with a sharp pyramidal or conical point at the distal end to percutaneously puncture the lower abdominal wall to provide suprapubic access for surgical repair, typically to position a sling used in the treatment of female stress urinary incontinence (SUI) associated with bladder prolapse. | B
646 | Urology | Temperature-monitoring indwelling urethral drainage catheter | A sterile, flexible tube with an inflatable balloon on its distal tip for retention in the urinary bladder, after its insertion through the urethra, where it functions as a long-term indwelling device for continuous urinary drainage and simultaneous monitoring of core body temperature through its integral temperature sensor, typically during or after surgery or in the presence of obstruction or paralysis. | B
647 | Urology | Transobturator needle, reusable | A hand-held manual surgical instrument with a sharp pyramidal or conical point used to create a percutaneous puncture using the transobturator approach (i.e., the insertion points overlie the obturator space in the genitofemoral crease lateral to the vagina), for the surgical positioning of a sling used in the treatment of stress urinary incontinence (SUI), which may be associated with a prolapse. | B
648 | Urology | Transvaginal needle, surgical | A hand-held manual surgical instrument with a sharp pyramidal or conical point designed to create a puncture in the vaginal wall for the surgical positioning of a sling typically used in the treatment of stress urinary incontinence (SUI) associated with bladder prolapse. | B
649 | Urology | Ultrasonic lithotripsy system | An assembly of devices designed to use ultrasonic (US) shock waves for the intracorporeal fragmentation of stones (calculi) found in the kidney, ureter, and bladder. | B
650 | Urology | Ureteral patency kit | A collection of devices intended to assist treatment of a blocked ureter and to help maintain ureteral patency through natural orifice or percutaneous access. | B
651 | Urology | Urethral drainage catheter punch | A hand-held manual instrument designed for cutting a small hole (e.g., 0.3 mm diameter) into the distal end of a closed Foley catheter (usually 14.0 French or larger) to form a "Council tip Foley catheter", allowing it to be placed over a guidewire or uretera catheter. | B
652 | Urology | Urethral/suprapubic catheter valve-connector | A small, sterile valve intended to be connected to a urethral and/or suprapubic catheter to allow intermittent bladder drainage/filling (as an alternative to continuous drainage). | A
653 | Urology | Urinary-incontinence vaginal insert, reusable | A non-sterile, device intended to be inserted into the vagina in order to relieve mixed or stress urinary incontinence in an adult female by providing urethral support when pressure is transferred from the abdomen to the pelvic floor area (e.g. upon coughing, laughing, sneezing, exertion). | A
654 | Urology | Urodynamic measurement system | An assembly of devices used for advanced diagnosis/study of the bladder. It is used to identify the cause of abnormal voiding, including incontinence and is useful for the diagnosis of, e.g., neurogenic bladder diseases, stress incontinence, urinary path obstruction or spastic sphincters. | B
655 | Pain Management | Acupressure wristband | A device designed to be worn on the wrist(s) for the application of pressure to the Nei-kuan (P6) acupressure point, the area identified to help relieve the sensation of nausea. | A
656 | Pain Management | Acupuncture electrical stimulation system | An assembly of devices used to apply electrical stimuli to acupuncture sites. | B
657 | Pain Management | Acupuncture kit | A collection of instruments and supplies used to perform acupuncture procedures. | B
658 | Pain Management | Acupuncture point detector | An electronic probe used to precisely locate an acupuncture point on a patient's body. | B
659 | Pain Management | Analgesic spinal cord electrical stimulation system | An assembly of devices that applies an electrical stimulus to all or part of the spinal cord to relieve pain (analgesia). | C
660 | Pain Management | Bite relief pad | A thin, plastic, horshoe-like wafer that is placed between the upper and lower sets of teeth and bitten down on, or chewed, to help relieve pain or discomfort after orthodontic treatment. | A
661 | Pain Management | Cryogenic analgesia unit | A device designed to provide analgesia by applying extremely low temperatures to body tissues. It is used for postoperative and chronic intractable pain relief. | C
662 | Pain Management | Ear microsystem needle | An instrument used in auriculotherapy to apply continuous pressure to stimulate meridian points. | A
663 | Pain Management | Electric pad localized-body heating system | An assembly of devices designed for the transcutaneous application of heat to a localized body site to relieve musculoskeletal pain. | B
664 | Pain Management | Endothermic cold therapy pack | A device intended to be applied with pressure to the body surface to provide cold therapy to help reduce fever, pain, and inflammation associated with joint/muscle/tissue injury and/or minor burns. | B
665 | Pain Management | Foot bath | A device designed to be filled with water to provide therapeutic heat treatment specifically to the feet. This device is intended to relieve foot pain as well as headaches, coughs, and other cold symptoms. | A
666 | Pain Management | Heat therapy gel | A non-sterile gelatinous compound in a container that is dispensed for application to the body surface to provide a warming effect for underlying tissues. It is intended to reduce/relieve pain, muscle tension, and to increase local circulation.(Not in direct contact with tissue) | A
667 | Pain Management | Ice bag | Intended to alleviate pain and/or promote healing in minor injuries of the body or for application around the neck or limbs. | A
668 | Pain Management | Ice collar | Intended to alleviate pain and/or promote healing in minor injuries of the neck, throat, and/or head and to alleviate a sore throat. | A
669 | Pain Management | Implantable intrathecal infusion pump | A device designed to be implanted in a patient for the storing and subarachnoid (intrathecal) administration of narcotics/drugs to manage intractable pain and muscle spasms of malignant or non- malignant origin. | D
670 | Pain Management | Implantable lumbar neuromuscular electrical stimulation system | The system is designed to deliver episodic electrical stimulation to nerves that innervate lumbar muscles to elicit contraction for the treatment of chronic low back pain (CLBP). | D
671 | Pain Management | Inflatable hot/cold therapy pack/electric pump | A assembly of devices intended for localized thermal and compression therapy to facilitate the treatment of a variety of adverse conditions resulting from musculoskeletal injury. | B
672 | Pain Management | Inhalational analgesia unit | A device primarily designed to administer analgesic gases to the patient, or produce analgesic vapours for inhalation. | B
673 | Pain Management | Intervertebral disc prolapse therapy pack | A device intended to be applied to the skin overlying an affected area of the spine (cervical or lumbar) to reduce pain associated with a prolapsed (herniated) intervertebral disc. | B
674 | Pain Management | Intubation teeth protector | A device designed to fit over the upper and lower sets of teeth to protect them from damage during endotracheal (ET) tube intubation procedures. | A
675 | Pain Management | Inversion table | A fixed framework with a tilting table platform designed to support the body of a patient and provide traction for the back muscles and spine by allowing the patient manually invert their entire body in a supine position (feet up and head down), thereby assist patients eliminate/alleviate back pain. | A
676 | Pain Management | Massage table/couch | A table designed for various kinds of complementary therapy. | A
677 | Pain Management | Neurophysiologic monitoring system | An assembly of devices designed to monitor and provide electrical stimuli to spinal nerves or other neural pathways during intraoperative surgery or intensive care, typically to reduce the incidence of accidental injury during instrumented spine surgery, or to diagnose acute dysfunction in corticospinal conduction. | C
678 | Pain Management | Pain-relief phototherapy skin patch | A skin patch designed to reflect the naturally emitted infrared energy back into the body, with a reduced range of wavelength, intended to provide comfort and localized temporary relief of body aches and pains by phototherapeutic stimulation of strategic points on the skin. | B
679 | Pain Management | Sitz bath | A tub filled with water, that is heated by its heating elements and circulated by its agitators, intended for use in external hydrotherapy to relieve pain or pruritus and to accelerate the healing of inflamed or traumatized tissues of the perianal and perineal areas. | A
680 | Pain Management | Sitz bath chair | A device designed to be sat upon by a patient in a powered sitz bath for external hydrotherapy to relieve pain or pruritus and to accelerate the healing of inflamed or traumatized tissues of the perianal and perineal areas. | A
681 | Software | Continuous Glucose Monitor Retrospective Data Analysis Software | Continuous glucose monitor retrospective data analysis software is intended to analyze and correlate retrospective data from a continuous glucose monitoring device. | A
682 | Software | Continuous Glucose Monitor Secondary Display | The purpose of the continuous glucose monitor secondary display is to notify another person, the follower, of the patient's continuous glucose monitoring system sensor glucose information in real time. | B
683 | Software | Insulin Pump Secondary Display | The purpose of the insulin pump secondary display is to notify another person of the patient's insulin pump usage information in real time. | B
684 | Software | Insulin Pump Therapy Adjustment Calculator For Healthcare Professionals | An insulin pump therapy adjustment calculator for healthcare professionals is intended to recommend insulin pump therapy parameter adjustments (e.g., basal rate, insulin to carbohydrate ratios, insulin sensitivity factors) based on data from external devices, including continuous glucose monitors. The device is software with a graphical user interface. | C
685 | Software | Coronary Vascular Physiologic Simulation Software | A coronary vascular physiologic simulation software device is intended to aid in the identification of functionally significant cardiovascular disease by performing offline analysis of pre-existing imaging data to simulate blood flow in the coronary vasculature. | C
686 | Software | Multivariate Vital Signs Index | Automated calculation of a summary index (or indices) based on several individual measured vital sign inputs. Collects measured parameter inputs and automates the calculation of a summary index based on those parameters | B
687 | Software | Electrocardiograph Software for home use. | Device intended for home use which creates, analyzes, and displays electrocardiograph data, and can provide information for identifying cardiac arrhythmias. | B
688 | Software | Photoplethysm ograph Analysis Software for home use. | Photoplethysmograph analysis software device for home analyzes of photoplethysmograph data and provides information for identifying irregular heart rhythms. This device is not intended to provide a clinical diagnosis. | B
689 | Software | Angiographic Coronary Vascular Physiologic Simulation Software | An angiographic coronary vascular physiologic simulation software device is intended to aid in the identification of functionally significant cardiovascular disease. | C
690 | Software | Software For Visualization Of Vascular Anatomy And Intravascular Devices | Visualization and measurement of blood vessels and intravascular devices for preoperational planning. | C
691 | Software | Orthodontic Software | The device is software that is to be used for the diagnosis and treatmentplanning of orthodontic patients and conditions. | C
692 | Software | Dental Abutment Design Software For Dental Laboratory | The software device is intended to aid in the restoration of chewing function by allowing a dental laboratory or dental clinician to design the patient-specific component of a dental abutment (i.e. abutment collar and abutment post) and CAM or create that component at a dental office or dental laboratory following the directions of the dental implant system. | C
693 | Software | Diagnostic Software, K- Nearest Neighbor Algorithm, Autoimmune Disease | The device is intended to suggest a systemic autoimmune disease association as an aid for differential diagnosis to be evaluated in conjunction with clinical findings and other laboratory tests. | B
694 | Software | Neuropsychiatri c Interpretative Electroencepha lograph Assessment Aid | Intended as an aid to provide an interpretation of the patient's neuropsychiatric condition. | C
695 | Software | Normalizing Quantitative Electroencepha lograph Software | Post-hoc statistical analysis of electroencephalograph signals with comparison to a normative database for interpretation by a qualified clinical user. | C
696 | Software | Index- Generating Electroencepha lograph Software | Analyze electrical activity of the brain by transformation of electroencephalograph signals into a dimensionless index number for use and interpretation by a qualified clinical user. | C
697 | Software | Source Localization Software For Electroencepha lograph Or Magnetoencep halograph | Correlation of electrical activity of the brain using various neuroimaging modalities for source-localization | C
698 | Software | Automatic Event Detection Software For Polysomnograp h With Electroencepha lograph | Automatically mark electroencephalograph and polysomongraph signals in order to aid in identification of such events and annotation of prolonged PSG traces; Automatically calculate simple measures obtained from recorded signals (e.G. Magnitude, time, frequency and simple statistical measures of marked events); All output subject to verification by qualified clinical user | C
699 | Software | Automatic Event Detection Software For Full-Montage Electroencepha lograph | Automatically mark or identify electroencephalograph waveforms for spikes, electrographic seizures, seizure-like events in order to aid in identification of such events and help review and annotation of prolonged EEG traces; All output subject to verification by qualified clinical user | C
700 | Software | Computerized Cognitive Assessment Aid For Concussion | For use as an assessment aid in the management of concussion. | C
701 | Software | Ataxiagraph With Interpretive Software | Device used to determine the extent of ataxia (failure of muscular coordination) by measuring the amount of swaying of the body when the patient is standing erect and with eyes closed and provides interpretation or clinical implication of the measurement. | A
702 | Software | Computerized Behavioral Therapy Device For Psychiatric Disorders | The device is intended to provide cognitive behavioral therapy to treat substance use disorder. The device is a software-based mobile app downloaded onto a smartphone. | C
703 | Software | Brain Injury Adjunctive Interpretive Oculomotor Assessment Aid | A traumatic brain injury eye movement assessment aid is a prescription device that uses a patients tracked eye movements to provide an interpretation of the functional condition of the patients brain. | C
704 | Software | Device, Fertility Diagnostic, Contraceptive, Software Application | Designed to monitor and provide fertility information to prevent pregnancy (contraception). | C
705 | Software | Diabetic Retinopathy Detection Device | A retinal diagnostic software device is a software device that incorporates an adaptive algorithm to evaluate ophthalmic images for diagnostic screening to identify retinal diseases or conditions. | C
706 | Software | Colon Computed Tomography System, Computer Aided Detection | To assist radiologists in the review of multi-slice computed tomography (msct) exams of the colon and highlight potential polyps that the radiologist should review. | B
707 | Software | Lung Computed Tomography System, Computer- Aided Detection | To assist radiologists in the review of multi-slice computed tomography (msct) exams of the chest and highlight potential nodules that the radiologist should review. | B
708 | Software | Chest X-Ray Computer Aided Detection | To assist radiologists in the review of chest radiographic images and highlight potential nodules that the radiologist should review. | B
709 | Software | Computer- Assisted Diagnostic Software For Lesions Suspicious For Cancer | Assist clinical users in characterizing lesions identified on acquired medical images | C
710 | Software | Radiological Computer Assisted Detection/Diag nosis Software For Fracture | A radiological computer assisted detection and diagnostic software for suspected fracture is an image processing device intended to aid in the detection, localization, and/or characterization of fracture on acquired medical images (e.g. radiography, MR, CT). | B
711 | Software | X-Ray Angiographic Imaging Based Coronary Vascular Simulation Software Device | X-ray angiographic imaging based coronary vascular simulation software device is a device that provides an image analysis tool to assess blood flow in the coronary vascular system using X-ray angiographic imaging data. And yields simulation-based metrics for certain cardiology applications which aid clinical user. | B
712 | Software | Automated Radiological Image Processing Software | To provide automated radiological image processing and artificial intelligence based analysis tools. | B
713 | Software | Image Acquisition And/Or Optimization Guided By Artificial Intelligence | A radiological acquisition and/or optimization guidance system is a device that is intended to aid in the acquisition and/or optimization of images and/or diagnostic signals. | B
714 | Software | Burn Resuscitation Decision Support Software | The burn resuscitation decision support system (BRDSS) is intended for use in prediction of hourly fluid volume during initial 24 hours of burn resuscitation. It is intended for patients who have greater than 20% total body surface area burn. | C
715 | Software | Software, Similarity Score Algorithm, Tissue Of Origin For Malignant Tumor Types | This test is intended to measure the degree of similarity between the RNA expression pattern in a patient?s fresh-frozen tumor and the RNA expression patterns in a database of tumor samples for some common malignant tumor types that were diagnosed according to then current clinical and pathological practice. | C
716 | Software | Software for peritoneal dialysis treatment | A software that performs prescription simulation of peritoneal dialysis based on the results obtained from a peritoneal function test (PFT), a peritoneal equilibration test (PET) and a body composition analyzer. It supportspreparation of a dialysis treatment plan. | C
717 | Software | Software for radiation planning | A software that calculates and displays the area to be treated with radiation and the internal dose distribution based on the results obtained with CT systems etc. , and supports the radiotherapy planning. | C
718 | Software | Software for radiotherapy QAQC planning | A software that verifies the validity of the radiotherapy plan by recalculation of the dose and the MU value calculated with the radiotherapy planning system software and radiotherapy planning system. | C
719 | Software | Software for ophthalmic surgery treatment planning | A software for intended to aid ophthalmic surgical planning based on measurement of the eye prior to the surgery. It simulates surgical results. | C
720 | Software | Software for active implanted device control | A software used to transmit one or more electrical operating characteristics noninvasively to the active base unit and change the characteristics. | C
721 | Software | Information collating software for radiotherapy | A software that has function of collating the information such as irradiation parameter specified by a radiation planning software, and the condition that a radiotherapy equipment irradiates, on the occasion of the irradiation of X-ray in the radiotherapy. | C
722 | Software | Software for gene variants analysis (for cancer genome profiling) | A software for gene variants analysis which is designed to perform cancer genome profiling based on information of gene variants obtained from body tissue samples. | C
723 | Software | Supporting software for differential diagnosis with endoscopic imaging | A software, which is designed to process data obtained from an endoscopic image. The resultant data are provided for diagnostic, etc. It has functions to output numeric values and graphs based on quantitative data such as benign/malignant differentiation of lesion candidates, presenting candidates of diagnostic outcomes, and stage of disease progression. | C
724 | Software | Chairside dental CAD/CAM unit | Intended for computer-aided design (CAD) or computer-aided manufacturing (CAM) of dental restorations. | B
725 | Software | Software for using with mammography- combined diagnostic X- ray system | A software, which is designed to processes data obtained from a combined diagnostic mammography-radiography system. | B
726 | Software | Software for public thoracic and abdominal health screening diagnostic X- ray system | A software, which is designed to process data obtained from a thoracic and abdominal public health screening diagnostic X-ray system. The resultant data are provided for diagnosis, etc. This term may involve the recording media where the software are stored. | B
727 | Software | Software for visual evoked response stimulator | A software, which is designed to process data obtained from a visual evoked response stimulator. The resultant data are provided for diagnosis, etc. | B
728 | Software | Software for auditory evoked response stimulator | A software for medical device, which is designed to process data obtained from an auditory evoked response stimulator. The resultant data are provided for diagnosis, etc. | B
729 | Software | Software for pulmonary exercise stress monitoring system | A software, which is designed to process data obtained from a pulmonary exercise stress monitoring system. | B
730 | Software | Software for ECG recorder with real-time analysis | A software, which is designed to process data obtained from an ECG recorder with real-time analysis. The resultant data are provided for diagnosis, etc. | B
731 | Software | Software for film-recorded digital radiography | A software, which is designed to process data obtained from a film-recorded digital radiography. The resultant data are provided for diagnosis, etc. | B
732 | Software | Software for dye dilution cardiac output calculator | A software, which is designed to process data obtained from a dye dilution cardiac output unit. The resultant data are provided for diagnosis, etc. | B
733 | Software | Software for urodynamic measurement system | A software, which is designed to process data obtained from a urodynamic measurement system. The resultant data are provided for diagnosis, etc. | B
734 | Software | Software for vestibular function caloric stimulator | A software, which is designed to process data obtained from a vestibular function caloric stimulator. The resultant data are provided for diagnosis, etc. | B
735 | Software | Surporting software for external fixators treatment plan | A software that analyzes information useful for bone fracture and for correction of bone deformities based on information collected from diagnostic X-ray systems, etc. or based on information entered in a therapeutic apparatus, and supports preparation of a treatment plan with external fixators. | B
736 | Software | Diagnostic supporting software for diabetes | A software that supports analysis and assessment of therapeutic effects of diabetes treatment by processeing information collected from a blood glucose meter, etc into the data related to changes or trends in blood glucose levels. | B
737 | Software | Quantitative calculation software for IGC test | A software that performs quantitative calculation of blood flow in relation to a brightness time change based on information obtained from video images of indocyanine green angiography. | B
738 | Software | Analyzing software for hemodynamics or cardiac function | A medical device program that analyzes hemodynamics or cardiac function based on information obtained from diagnostic imaging systems, etc. and uses the results for diagnosis. | B
739 | Software | Supporting software for root canal treatment | A software for medical device, which is used to support preparation of a treatment plan based on information collected from diagnostic imaging systems, etc. in the root canal treatment. | B
740 | Software | Ventilator, software | A data program designed for use in, or together with, a ventilator allowing it to function according to the intended purpose. The software can be installed, or exchanged as an upgrade. | C
741 | Nephrology and Renal Care | Absorbable peritoneum catheter cuff | Intended to maintain stable contact between the skin and the peritoneal dialysis catheter, and prevents bacterial invasion from the outlet. It is embedded subcutaneously at the outlet of the peritoneal dialysis catheter. | D
742 | Nephrology and Renal Care | Automated peritoneal dialysis system | An active medical devices intended to perform peritoneal dialysis. | C
743 | Nephrology and Renal Care | Urinary stone retrieval basket | Intended to remove urinary stones (renal calculi) from the body during an endoscopic procedure. | B
744 | Nephrology and Renal Care | Chair, Haemodialysis, Electrically powered/Manual. | Intended to support the patient in a seated or reclined posture during haemodialysis procedures. | A
745 | Nephrology and Renal Care | Collagen-containing peritoneum absorbable catheter cuff | A cuff that consists of biodegradable porous material containing collagen, intended to be embedded subcutaneously at the outlet of the peritoneal dialysis catheter. | D
746 | Nephrology and Renal Care | Crimp for plier, Haemodialysis | Intended to manipulate the arteriovenous shunt of patients required hemodialysis. | A
747 | Nephrology and Renal Care | Dialyser connector | Intended to connect between a dialysis fluid circuit and dialyzer, etc. | B
748 | Nephrology and Renal Care | Dialysis apheresis unit, Therapeutic | Intended to filtrates the blood and separates the plasma, and extracts specific substances in the plasma (e.g., LDL-cholesterol). Then, the plasma is passed through the filtration column in the device and the specific substances that are combined with varioussubstrates are extracted. | C
749 | Nephrology and Renal Care | Disposable Hemoperfusion Cartridge | Intended in hemoperfusion machine to thoroughly remove the endogenous and exogenous materials such as residual drugs, toxins and metabolic substances in patients by means of adsorption of synthetic resin and extracorporeal blood circulation. | C
750 | Nephrology and Renal Care | Electrical conductivity measuring instrument for dialysis fluid | Intended to determine the concentration of dialysis fluid supplied to a dialyzer based on the measurement of electrical conductivity of dialysis fluid (usually it is electrically measured) | C
751 | Nephrology and Renal Care | Flexible fibreoptic nephroscope | Intended for the visual examination of internal structures and treatment of the kidney (eg: renal calcus) by inserting percutaneously into the renal pelvis during nephroscopy. | B
752 | Nephrology and Renal Care | Haemodialyzer reprocessing system | Intended to clean (incl. rinsing, cleaning, testing and record keeping of process) and disinfect haemodialysis dialyzers after each use so that they can be reused. | C
753 | Nephrology and Renal Care | Haemofilters | A filter used in the process of haemofiltration, to allow for the removal of toxins and/or the replacement of electrolytes. | C
754 | Nephrology and Renal Care | Hemodiafiltration system | A device used for blood purification with a hemodiafilter. | C
755 | Nephrology and Renal Care | Hemodialysis blood tubing/Extracorporeal systems for blood purification | Sterilized blood tubing intended for hemodialysis (including hemofiltration and hemodiafiltration). | B
756 | Nephrology and Renal Care | Hollow-fibre haemodialysis dialyser | Hollow fiber filter intended to remove impurities/fluid from the blood of a patient via haemodialysis machine. | C
757 | Nephrology and Renal Care | Kidney donor-organ preservation/transport system | A dedicated system designed to support and maintain a donated kidney organ during transport from the donor to the receiver hospital where the organ will be transplanted into the recipient. | C
758 | Nephrology and Renal Care | Kidney stone filter | A filter intended to be placed in the urinary duct to prevent a renal stone from moving from the kidney into the bladder. | C
759 | Nephrology and Renal Care | Laser lithotripsy fibre/suction guide | Intended to function as a channel for insertion of the laser fibre of a laser beam guide (e.g., of a general/multiple surgical laser system) in nephroscope, and for removal of debris (e.g., fluid, calculi fragments) when connected to a vacuum source. | B
760 | Nephrology and Renal Care | Multi-patient dialysis fluid delivery system | Intended to prepares dialysis fluid for hemodialysis using an artificial kidney, capable of supplying dialysis fluid for two or more patients. | C
761 | Nephrology and Renal Care | Peritoneal dialysis catheter adaptor | Intended to connect (devices of different makers and makes devices compatible with each other) a catheter for peritoneal lavage to an external device that manages dialysates. | B
762 | Nephrology and Renal Care | Peritoneal dialysis catheter guidewire | A guidewire used temporarily for correction of the position of a peritoneal dialysis catheter. | B
763 | Nephrology and Renal Care | Peritoneal dialysis dialysate warmer | Intended to heat the dialysate to within on degree, of kidney patient who is on continuous ambulatory peritoneal dialysis (CAPD), body temperature prior to infusion. | C
764 | Nephrology and Renal Care | Peritoneal dialysis ultraviolet irradiation unit | intended for ultraviolet irradiation for disinfection of components of peritoneal dialysis transfer tube set. | B
765 | Nephrology and Renal Care | Reverse Osmosis Unit (for dialysis) | Intended to be used with haemodialysis to produce water through reverse osmosis with quality suitable for use with haemodialysis equipment. | C
766 | Nephrology and Renal Care | Rigid nephroscope | Intended for visual examination, diagnosis, and treatment of the kidney, renal pelvis, major calyces, and minor calyces by percutaneously inserting scope into the renal pelvis. | B
767 | Nephrology and Renal Care | Shunt thrombus suction set | A set used to suction a thrombus developing inside an arteriovenous shunt (external shunt) during procedures including hemodialysis. | B
768 | Nephrology and Renal Care | Portable continuous peritoneal perfusate thermal conditioner | A device that heats the peritoneal perfusate before injection into the peritoneal cavity. The perfusate is usually heated through direct contact of the dialysis fluid bag with the radiant heat source. | B
769 | Nephrology and Renal Care | Citric acid haemodialysis system cleaning cartridge | Intended for the in-line preparation of a citric acid solution to clean/disinfect the fluid pathways of the system (remove calcium and magnesium deposits) in combination with a heat disinfection program. | B
770 | Nephrology and Renal Care | Extracorporeal circuit waste bag | Intended to be used for the collection of waste fluids during preparation and processing of an extracorporeal circuit (e.g., haemodialysis, haemofiltration, apheresis, adsorption treatment), including the collection and rinsing of ultrafiltrate fluid which may contain blood components. | B
771 | Nephrology and Renal Care | Haemodialysis Concentrate | Intended to remove metabolic waste from the blood to help maintain physiological blood electrolyte and pH levels while haemodialysis is performed | C
772 | Nephrology and Renal Care | Haemodialysis conductivity standard solution | Intended to calibrate conductivity meters used to test the conductivity of dialysate, dialysate concentrate, and water treatment systems used with haemodialysis delivery systems. | C
773 | Nephrology and Renal Care | Haemodialysis dialysate water chlorine test kit/strip | Intended to be used to rapidly indicate, through colour change, the concentration of total chlorine in water used to prepare dialysate solution for haemodialysis. | B
774 | Nephrology and Renal Care | Haemodialysis system air/foam detector | Intended to identify air bubbles and/or foam in blood returned to the body [usually through an arteriovenous fistula (AVF)] by the extracorporeal blood circuit of a haemodialysis system. | C
775 | Nephrology and Renal Care | Hemodialysis system bicarbonate mixer | Intended to mixes two concentrates, A and B, plus water, to the dialysis solution (dialysate) and monitors the mixture. | C
776 | Nephrology and Renal Care | Haemodialysis system central monitor | Device intended to connect with multiple haemodialysis systems in order to aid monitoring several dialysis treatments simultaneously. | C
777 | Nephrology and Renal Care | Haemodialysis system plasma filtration unit | An electrically-powered integral unit of a haemodialysis system that allows for the removal of plasma from the blood and the infusion of an equal amount of plasma replacement solution to the blood. | C
778 | Nephrology and Renal Care | Peritoneal dialysis system dialysate filter | A microporous device used to capture contamination particles of the dialysate before its instillation into the peritoneal cavity. | C
779 | Nephrology and Renal Care | Sodium carbonate haemodialysis system cleaning cartridge | Intended to be connected to the fluid circuit of an institutional haemodialysis system for the in-line preparation of a sodium carbonate solution to clean the fluid pathways of the system (remove organic deposits, fats, proteins) in combination with a heat disinfection program. | C
780 | Nephrology and Renal Care | Peritoneal Dialysis Transfer Set | A transfer set is tubing that you use to connect your catheter to the bag of dialysis solution. It consists of tubing, connectors etc. | B
781 | Nephrology and Renal Care | Peritoneal Dialysis Catheter | That allows dialysis fluid to enter the abdominal cavity, dwell inside for a while, and then drain back out again | B
782 | Nephrology and Renal Care | Hemodialysis Catheter (Long Term) | A dialysis catheter is a catheter used for exchanging blood to and from the hemodialysis machine from the patient. The dialysis catheter contains two lumens: Venous. Arterial | C
783 | Nephrology and Renal Care | Hemodialysis Catheter | A catheter used for exchanging blood to and from the haemodialysis machine from the patient. | B
784 | Nephrology and Renal Care | Single Needle Hemodialysis Catheter/ Blood lines | The single-needle dialysis, in which case only one cannula or a single lumen catheter is used to access the blood. | B
785 | Personal Protective Equipment | Garment, Protective for Incontinence | Intended to protect an incontinent patient's garment from the patient's excreta. | A
786 | Personal Protective Equipment | Biosanitizer for Medical devices | Intended for surface disinfection of medical devices, non porous hard-surfaces, medical-equipment, units, as well as in-depth cleaning of small surfaces. | B
787 | Personal Protective Equipment | Face shield | Intended to protect the wearer's entire face (or part of it) from hazards such as chemical splashes (in laboratories or in industry), or potentially infectious materials (in medical and laboratory environments). | A
788 | Personal Protective Equipment | Latex surgical glove | Natural rubber based glove intended to protect the patient and wearer from cross infection when used in medical or dental surgery. | B
789 | Personal Protective Equipment | Non-latex surgical glove | Synthetic material glove intended to protect the patient and wearer from cross infection when used in medical or dental surgery. | B
790 | Personal Protective Equipment | Radiation protection gloves | A personal protection device that completely protects the hands of the operator and other personnel from unnecessary exposure to primary radiation and scattered radiation associated with diagnosis and therapeutic measures. | A
791 | Personal Protective Equipment | Partial hand radiation protector | A flat pad with straps or partial gloves that protect part of hands and fingers from unnecessary exposure to primary radiation and scattered radiation associated with diagnosis and therapeutic measures. | A
792 | Personal Protective Equipment | Radiation protection apron | A standard length or half-length apron to protect the patient, the operator, and other personnel from radiation exposure during a medical or dental procedure. Some have a fixed or removable collar to protect the neck and thyroid. | A
793 | Personal Protective Equipment | Radiation protection mitten | A personal protection device that protects the hands of the operator and other personnel from unnecessary exposure to primary radiation and scattered radiation associated with diagnosis and therapeutic measures. The mittens are also called mitts, and protect the thumb and other fingers individually or together. | A
794 | Personal Protective Equipment | Radiation protection goggles | A personal protection device that protects the eyes of the operator and other personnel from unnecessary exposure to primary radiation and scattered radiation associated with medical/dental procedures for diagnosis and treatment. | A
795 | Personal Protective Equipment | Radiation face protector | A transparent or opaque personal protection device that protects the face and eyes of medical personnel and other personnel from unnecessary exposure to primary radiation and scattered radiation associated with diagnosis and treatment. | A
796 | Personal Protective Equipment | Operator radiation protection spectacles | A personal protection device that protects the eyes of the operator and other personnel from unnecessary exposure to primary radiation and scattered radiation associated with diagnosis and treatment.The device comes in non-correction (non-prescription) glasses and visual acuity correction (prescription) glasses. | A
797 | Personal Protective Equipment | Gonadal radiation protector | A personal protection device that attenuates unnecessary radiation exposure in diagnostic, medical or dental procedures, and shields the gonad of the patient and the operator. | A
798 | Personal Protective Equipment | Radiation protection blanket | A personal protection device that protects specific body parts of the patient, operator, and other personnel from unnecessary radiation exposure in medical/dental procedures for diagnosis and treatment. | A
799 | Personal Protective Equipment | Radiation protection collar | A personal protection device that protects the neck or thyroid of the patient, the operator, and other personnel from unnecessary radiation exposure in medical/dental procedures for diagnosis and treatment. | A
800 | Personal Protective Equipment | Radiation protection cap | A personal protection device that protects the head of the operator and other personnel from unnecessary exposure to primary radiation and scattered radiation associated with medical procedures for diagnosis and treatment. | A
801 | Personal Protective Equipment | Mobile radiation protection barrier | A stand-alone, movable barrier that protects the operator etc. from unnecessary exposure to radiation used for medical diagnosis, treatment and dental procedures. | A
802 | Personal Protective Equipment | Non-latex medical examination glove | Gloves made of synthetic materials, and used to protect the patient and users from cross infection during examination, check-up, treatment and handling of contaminated medical materials except for surgery. | A
803 | Personal Protective Equipment | Latex medical examination glove | Natural rubber gloves used to protect the patient and users from cross infection during examination, check-up, treatment and handling of contaminated medical materials except for surgery. | A
804 | Personal Protective Equipment | chemotherapy spill clean-up kit | Designed to safely clean and dispose of Chemotherapy drug spills. | A
805 | Personal Protective Equipment | Medical/Cadaver Body Bags | Intended for transporting a human corpse without any spread of biohazard/infectious agent. | A
806 | Personal Protective Equipment | Surgical gown (Sterile) | A sterile garment made of natural and/or synthetic materials intended for surgical procedures to help protect both the patient and operating room personnel from the transfer of microorganisms, body fluids, and particulate material. | B
807 | Personal Protective Equipment | Surgical gown (Non-Sterile) | A non-sterile garment made of natural and/or synthetic materials intended for surgical procedures to help protect both the patient and operating room personnel from the transfer of microorganisms, body fluids, and particulate material. | A
808 | Personal Protective Equipment | Isolation Gown) ( Sterile) | A sterile garment made of natural and/or synthetic materials intended to be worn by healthcare providers or visitors to isolate themselves from patients to protect the themselves from a contagious agent which has infected the patient. | B
809 | Personal Protective Equipment | Isolation Gown (Non-Sterile) | A non-sterile garment made of natural and/or synthetic materials intended to be worn by healthcare providers or visitors to isolate themselves from patients to protect the themselves from a contagious agent which has infected the patient. | A
810 | Personal Protective Equipment | Patient Gown | A garment made of natural and/or synthetic materials (e.g., paper, cloth, plastic) intended to be worn by patients in a clinical setting (e.g., during hospitalization, during examination in a doctor's office). A patient gown is usually short-sleeved and may be closed by ties at the back/side of the garment. | A
811 | Personal Protective Equipment | Professional Examination Gown | A garment made of natural and/or synthetic materials intended to be worn by healthcare providers, sometimes over scrub suits, while examining patients. It can be fluid resistant or impervious to fluid. An examination gown is used during patient examination procedures to protect both the patient and staff from the transfer of contaminants such as microorganisms or body fluids. | A
812 | Personal Protective Equipment | Personal Protective Equipment | PPE kit used to acts as a barrier between infectious materials such as viral and bacterial contaminants and skin, mouth, nose, or eyes. It refers to protective clothing, helmets, gloves, face shields, goggles, facemasks and/or respirators or other equipment designed to protect the wearer from injury or the spread of infection or illness. | B
813 | Personal Protective Equipment | Surgical Helmet | Intended to protect healthcare workers from contaminants & debris on head. | A
814 | Personal Protective Equipment | Surgical Cap | Intended to protect face of patient & the operating room personnel from the transfer of micro-organisms, body fluids & particulate material. | A
815 | Personal Protective Equipment | Operating Room Shoes Cover | Intended to be worn by operating room personnel during surgical procedures to protect foot of both the surgical patient & the operating room personnel from transfer of micro-organisms, body fluids, and particulate material. | A
816 | Personal Protective Equipment | Surgical Drape & Drape Accessories | A surgical drape & drape accessories is a device made of natural or synthetic materials intended to be used as a protective patient covering to isolate a site of surgical incision from microbial & other contamination. | B
817 | Operation Theatre | Distractor/Retractor s | A surgical device used to separate connected surfaces, and to retain their positions to allow a surgical operation to be performed. | A
818 | Operation Theatre | Suction system portable, Electrical/Pneumatic | A device that generates negative pressure used for such treatment as the aspiration of liquid or granular substances. | A
819 | Operation Theatre | Suction system operated by vacuum | A device used for such treatment as the aspiration of liquid or granular substances by using negative pressure supplied by the hospital's medical gas supply system at bed side for using on patient. | A
820 | Operation Theatre | Operation table system | A complete surgical table system intended change the patient's position and enable attaching various table accessories that aid in surgery. | A
821 | Operation Theatre | General-purpose diagnosis/treatment table | A table for general diagnosis and procedures in examination room to aid in patient examination. | A
822 | Operation Theatre | Surgical light system | An illuminator device intended to providing optimial light and colour renderingn to aid in performing surgery. | A
823 | Operation Theatre | Non-sterile Hemostatic clip applier | A surgical device designed to apply a hemostatic clip for ligation of a blood vessel. | A
824 | Operation Theatre | Sterile Hemostatic clip applier | A surgical device designed to apply a hemostatic clip for ligation of a blood vessel. | B
825 | Operation Theatre | Hemostatic knife | The blade intended to transmits heat directly to body tissues to achieve hemostasis. | B
826 | Operation Theatre | Non-sterile Scalpel | An instrument used to sever and separate body tissues during surgery. | A
827 | Operation Theatre | Sterile Scalpel | An instrument used to sever and separate body tissues during surgery. | B
828 | Operation Theatre | Scalpel blade | A blade intended to be attached to the handle of scalpel. | B
829 | Operation Theatre | Non-sterile Surgical forceps | A surgical or dental device that is used to clamp and sever the cartilage, bone and other hard tissues. | A
830 | Operation Theatre | Sterile Surgical forceps | A surgical or dental device that is used to clamp and sever the cartilage, bone and other hard tissues. | B
831 | Operation Theatre | General-purpose electrosurgical unit | A unit used to resect/ablate the tissue or to coagulate the incision/wound site with high-frequency waves. | C
832 | Operation Theatre | Long-term use enterostomy feeding tube | A hollow device to be placed surgically in the stomach, duodenum or jejunum to provide enteral nutrition. It is for long-term use. | C
833 | Operation Theatre | Warming high-flow infusion pump | A device to be used for heating and rapidly infusing blood or other fluids during surgical procedures involving major bleeding, or for burns or injuries. | C
834 | Operation Theatre | High-flow blood transfusion pump | A device to be used for rapidly infusing blood or other fluids during surgical procedures involving major bleeding, or for burns or injuries. | C
835 | Operation Theatre | Non-sterile Staple remover | A metal or plastic surgical instrument used to remove staples from a surgical wound or incision that no longer requires stapling to stay closed. | A
836 | Operation Theatre | Sterile Staple remover | A metal or plastic surgical instrument used to remove staples from a surgical wound or incision that no longer requires stapling to stay closed. | B
837 | Operation Theatre | Non-sterile Surgical punch | A surgical instrument used to create a hole for suturing or anastomosis of a tissue, blood vessel, etc. | A
838 | Operation Theatre | Sterile Surgical punch | A surgical instrument used to create a hole for suturing or anastomosis of a tissue, blood vessel, etc. | B
839 | Operation Theatre | Non-sterile Surgical file | A manually operated, hand-held surgical instrument with a series of bumps or teeth on its surface that is used to smooth out, grind off, or sever tissues. | A
840 | Operation Theatre | Sterile Surgical file | A manually operated, hand-held surgical instrument with a series of bumps or teeth on its surface that is used to smooth out, grind off, or sever tissues. | B
841 | Operation Theatre | Non-sterile Blood vessel surgical stripper | A surgical instrument used for complete or partial vascular resection. | A
842 | Operation Theatre | Sterile Blood vessel surgical stripper | A surgical instrument used for complete or partial vascular resection. | B
843 | Operation Theatre | Non-sterile Surgical probe | The device is used to explore sinuses, fistulae, and other cavities and wounds. | A
844 | Operation Theatre | Sterile Surgical probe | The device is used to explore sinuses, fistulae, and other cavities and wounds. | B
845 | Operation Theatre | Multiparameter monitor with critical parameters | A unit that collects monitoring parameters (include an electrocardiogram (ECG), blood pressure, body temperature, cardiac output, and respiratory gases; in addition, other critical parameters (supporting detection of arrhythmia or apnea; and in the case of anesthesia, determination of dose levels of a relaxant or local anaesthesia) using an embedded function kit, module, or other devices to display data, by bed or by patient. | C
846 | Operation Theatre | Surgical robot unit | An operation support device used in open surgery or endoscopic surgery that performs treatment of tissues including suturing, detaching and severing, and installing a prosthesis. | B
847 | Operation Theatre | Motorized diagnostic imaging view box | A device equipped with an electric mechanical or software controlled motor that retains, retrieves, and projects light for direct observation of medical images taken using a variety of methods such as X‐ray, magnetic resonance (MR), CT, and ultrasound, and recorded in radiographic film. | A
848 | Operation Theatre | General-purpose manually-operated operation table | A completely mobile surgical table (general-purpose) that has been improved to make it usable for almost all parts of the body that require surgery. Manual or hydraulic operation. | A
849 | Operation Theatre | Powered general- purpose operation table | A completely mobile surgical table (general-purpose) that has been improved to make it useable for almost all parts of the body that require surgery. Electrically line or battery operated. | A
850 | Operation Theatre | Operation table system | A system that consists of several components that form a complete surgical table system. It is used to replace tabletops, change the patient's position, and transfer the patient to and from the operating room. Usually, it consists of columns, a removable tabletop, remote controller for the trolley, and a trolley. | A
851 | Oncology | FerriScan R2-MRI Analysis System | The FerriScan R2-MRI Analysis System is intended to measure liver iron concentration to aid in the identification and monitoring of non- transfusion dependent thalassemia patients receiving therapy with deferasirox. | C
852 | Oncology | Alternating electric field antimitotic cancer treatment system generator | Alternating electric fields therapy is a novel anticancer treatment that disrupts tumor cell mitosis. | C
853 | Oncology | Alternating electric field antimitotic cancer treatment system transducer array | Alternating electric fields therapy is a novel anticancer treatment that disrupts tumor cell mitosis. | C
854 | Oncology | Bladder instillation buffer solution | A sterile buffer solution intended to be used exclusively for bladder instillation to help create an optimal environment necessary for the effective treatment of superficial bladder cancer with a chemotherapy agent. | B
855 | Oncology | Breast 3-D infrared imaging/vascular analysis system | An assembly of mains electricity (AC-powered) devices intended for three-dimensional (3-D) breast imaging and breast vascular analysis, typically used with mammography screening to perform a breast cancer risk examination. | C
856 | Oncology | Colonic cytology sampling set | A collection of non-sterile devices intended to collect exfoliated colonic cells (colonocytes) from the surface of human rectal mucosa for colorectal cancer investigation and/or patient screening. | B
857 | Oncology | Cryosurgical set | A sterile collection of disposable devices used in conjunction with a cryosurgical unit as well as monitoring and other devices to perform a surgical technique that involves freezing a targeted area of tissue to damage and destroy cancer cells in the unwanted portions. | C
858 | Oncology | Capsular tension ring | A circular band intended to be used to enhance the mechanical stability of a subluxated crystalline lens capsule in the presence of weak or absent supporting zonules. | C
859 | Oncology | Electro cancer therapy system | An assembly of devices designed for the treatment of tumours and the destruction of their cancerous cells using low-voltage direct current of small intensity delivered via electrodes placed across the affected body area. | C
860 | Oncology | Electronic clinical breast examination system | A portable assembly of devices designed to electronically measure, map, document and store information about breast lesions/masses with regard to shape, size, location, consistency/relative hardness during a clinical breast examination (CBE) | B
861 | Oncology | Endocervical aspirator | A collection of devices designed to remove superficial tissue from the mucous membrane lining the cervical canal (endometrium) through manually-powered suction. | C
862 | Oncology | Alternating electric field antimitotic cancer treatment system | An assembly of portable devices designed to apply low-intensity, intermediate-frequency (100-300 kHz) alternating electric fields to treat certain forms of recurrent or newly-diagnosed cancer; typicallyglioblastoma multiforme (GBM) [malignant brain tumour]. | D
863 | Oncology | Balloon kyphoplasty kit | A collection of sterile surgical instruments and devices used for the reduction of a vertebral compression fractures (VCFs) caused by trauma, cancer, or osteoporosis during a minimally invasive procedure commonly known as balloon kyphoplasty. | C
864 | Oncology | Accelerator system chair | A seat, typically with legs, that is a component of a therapeutic accelerator system, and used to support and position a seated patient during radiation therapy treatments involving the use of either a medical linear accelerator or non-linear accelerator. | C
865 | Oncology | Accelerator system quality assurance device | An instrument specifically designed to be used to check the calibration and performance of linear and non-linear medical accelerator systems used for radiation therapy applications, for quality assurance (QA) purposes | C
866 | Oncology | Acupressure wristband | A device designed to be worn on the wrist(s) for the application of pressure to the Nei-kuan (P6) acupressure point, the area identified to help relieve the sensation of nausea. | B
867 | Oncology | Anorectal brachytherapy system applicator, manual | A manual brachytherapy applicator specifically designed to be used in radiation therapy treatments of the rectum and/or anus. | C
868 | Oncology | Anorectal brachytherapy system applicator, remote-afterloading | A remote afterloading brachytherapy applicator specifically designed for use in radiation therapy treatments of the rectum and/or anus. | C
869 | Oncology | Antimicrobial postsurgical brassiere | A woman's undergarment which includes antimicrobial properties designed to support and/or contour the breast(s) or hold a dressing in place after surgical intervention (e.g. thoracic surgery, mastectomy, lumpectomy) | A
870 | Oncology | Antimicrobial postsurgical female underpants | It is intended for use during medical treatment (e.g., chemotherapy) or be used to protect the skin following treatment with a medication (e.g. ointment, cream). It is specifically designed for patient support/comfort in the home or healthcare facility. This is a reusable device. | A
871 | Oncology | Blood photochemical treatment agent | A sterile photochemical agent (psoralen) intended to be used in conjunction with ultraviolet A (UVA) irradiation to eliminate nucleated cells from blood or blood components (e.g. plasma, leukocyte-enriched blood fraction). | C
872 | Oncology | Brachytherapy radionuclide phantom, test object | A non-tissue configured model designed to mimic the functional/physical characteristics of normal or diseased human organs during performance evaluations of brachytherapy system components or radiation therapy treatment planning devices | A
873 | Oncology | Brachytherapy source spacer | A sterile, bioabsorbable device designed to separate radioactive sources of the seed type that are permanently implanted in close proximity to a selected localized tumour, to increase the distribution of radioactivity to the tumour. | C
874 | Oncology | Brachytherapy system remote-afterloading operator console | A mains electricity (AC-powered) component of a remote- afterloading brachytherapy system intended to function as the primary control panel for the remote afterloader. It typically includes hardware and software that allows for information display and/or transfer, data processing, analysis, and information archiving functions; it may also be intended to interface with other devices (e.g., radiation therapy treatment planning computer) as part of a picture archiving and communication system (PACS). | C
875 | Oncology | Breast binder | A strip or roll of fabric or plastic material applied to the breast or breasts for soft tissue support. This is a single-use device. | A
876 | Oncology | Breast brachytherapy system applicator, remote-afterloading | A sterile, remote-afterloading brachytherapy applicator specifically designed for use in radiation therapy treatments of the breast. It is typically designed for temporary implantation within the breast and serves as a guide for computer-controlled placement and removal of single or multiple radioactive sources. Included are various types of applicators such as hollow needles, tubes, or catheters, and their associated components. This is a single-use device. | C
877 | Oncology | Breast transilluminator | A mains electricity (AC-powered) transilluminating device with a built-in light source using low intensity emissions of visible light and near-infrared radiation (700 to 1050 nm) that is transmitted through the female breast to visualize translucent tissue for the diagnosis of cancer, or other conditions, diseases or abnormalities. This device may also be known as a diaphanoscope. | A
878 | Oncology | Breast ultrasound imaging system | An assembly of mains electricity (AC-powered) devices designed for intracorporeal (endosonography or endoscopic) ultrasound imaging procedures involving the breast. It typically includes special imaging tables used to optimize the ability to give reproducible images of the breast. | C
879 | Oncology | Breast ultrasound imaging system | An assembly of mains electricity (AC-powered) devices designed for extracorporeal ultrasound imaging procedures involving the breast. It typically includes special imaging tables used to optimize the ability to give reproducible images of the breast | B
880 | Oncology | Cervical cone knife | A surgical, manually-operated, instrument that is inserted into the vagina and designed for excising a sample of abnormal tissue, e.g., indicated by the presence of precancerous changes, from the cervix. | C
881 | Oncology | Cervical cytology scraper, reusable | blunt surgical instrument used to scrape and retrieve cytological material from the surface of the cervix (neck of the uterus) or vaginal area for pathological examination and diagnosis, often for the detection of cervical cancer. This is a reusable device. | A
882 | Oncology | Cervical cytology scraper, single-use | A hand-held, manual, blunt surgical instrument designed to scrape and retrieve cytological material from the surface of the cervix (neck of the uterus) or vaginal area for pathological examination and diagnosis, often for the detection of cervical cancer. This is a single- use device. | B
883 | Oncology | Coronary artery brachytherapy system applicator, manual- afterloading | A sterile flexible tube intended to deliver/remove radiation therapy sources into a coronary artery, typically into the lumen of an implanted stent, as part of a manual-afterloading brachytherapy system. It is introduced into the patient and subsequently connected to the brachytherapy system source transfer device; it includes radiopaque markers to monitor the position of the radiation source. Disposable devices associated with the procedure may be included (e.g., syringe, connectors). This is a single-use device. | D
884 | Oncology | Cytotoxic waste receptacle | A device designed as a container to allow the safe deposit, collection and storage of cytotoxic materials (e.g., chemotherapy/antineoplastic drugs). | A
885 | Oncology | Electroporation therapy system | A mobile assembly of devices designed to apply electrical impulses to the tissue to enable electroporation, a phenomenon that induces alteration in the structure of cell membranes to increase their permeability and allow molecules that usually cannot enter the cell membrane, such as drugs [electrochemotherapy (ECT)] and genetic materials [electrogenetherapy (EGT)], to reach the cytoplasm. | C
886 | Oncology | Electroporation therapy system endoscopic applicator | A sterile, patient-contact component of an electroporation therapy system intended to fit onto the distal tip of an endoscope and connect to an electroporation therapy system generator to deliver electrical impulses to tissues during endoscopy as part of electroporation, a phenomenon that induces alteration in the structure of cell membranes to increase their permeability and allow molecules that usually cannot enter the cell membrane, such as drugs [electrochemotherapy (ECT)], to reach the cytoplasm. | C
887 | Oncology | Externally-propelled flexible video colonoscope | A non-sterile endoscope with a highly flexible sleeve and distal tip intended for the visual examination of the entire adult colon [lower gastrointestinal (GI) tract].It is used for the screening of colorectal cancer and the detection of other diseases of the lower GI tract. This is a single-use device. | B
888 | Oncology | Extravascular-circulation hyperthermia system | An assembly of devices designed to produce and control heated fluids circulated within a vessel applied to the body (e.g., vest, mattress, jacket, band, pad, body wrap, catheter, probe) for systemic or localized heating to treat malignant tumours, benign growths, or other disease-related conditions. | B
889 | Oncology | Extravascular-circulation hyperthermia system applicator, extracorporeal | A vessel applied to the outside of the body (e.g., in the form of a jacket, vest, body wrap, cushion, blanket, or mattress) that incorporates tubing through which heated fluids are circulated for systemic or localized heating to treat malignant tumours, benign growths, or other disease-related conditions. he applicator typically includes a thermometry component that monitors the temperature of the applicator during operation. The applicator includes tubing, cables, and connectors that interface with the hyperthermia system's control unit during treatments. It is typically used in an oncology department. This is a reusable device. | A
890 | Oncology | Extravascular-circulation hyperthermia system applicator, intracorporeal | A component of a hyperthermia system that typically consists of catheter-enclosed tubing which is introduced into the body either manually or endoscopically. Heated fluid is circulated through the applicator's tubing for localized heating to treat malignant tumours, benign growths, or other disease-related conditions. The applicator (also called an interstitial applicator or probe) typically includes a thermometry component that monitors the temperature of the applicator during operation; it also includes tubing, cables, and connectors that interface with the hyperthermia system's control unit during treatments. It is typically used in an oncology department. This is a single-use device | C
891 | Oncology | Facial prosthesis | An externally-applied device intended to be used as an artificial substitute for parts or sections of the face [e.g., nose, eye(s), eye brows, upper lip] to help restore facial appearance. | B
892 | Oncology | Fixed-aperture therapeutic x-ray system collimator | A non-automated, x-ray beam-limiting device that is a component of a therapeutic x-ray system and whose opening size/length/shutter assembly is fixed. It is used in radiation therapy applications to limit the effects of scattered radiation and to protect the patient by limiting or eliminating exposure to non-target body areas during treatment. This device is specifically designed for use with an x-ray simulation or therapeutic x-ray system. | C
893 | Oncology | Flexible fibre optic bronchoscope | An endoscope with a flexible inserted portion intended for the visual examination and treatment of the trachea, bronchi, and lungs. It is inserted through the mouth or nose during bronchoscopy. Anatomical images are transmitted to the user by the device through a fibre optic bundle. This device is commonly used to diagnose lung infections, pneumonia, or lung cancer, and allows physicians to view the insides of the lungs and take biopsies and samples of secretions. This is a reusable device. | B
894 | Oncology | Flexible fibre optic mediastinoscope | An endoscope with a flexible inserted portion intended for the visual examination and treatment of the mediastinum (the intrapleural space located behind the sternum). It is inserted into the body through an artificial orifice created by an incision made during mediastinoscopy. Anatomical images are transmitted to the user by the device through a fibre optic bundle. This device is commonly used to examine structures such as lymph nodes during a staging evaluation of lung cancer, or to establish the diagnosis of a tumour that is localized to the mediastinum. This is a reusable device. | C
895 | Oncology | General-purpose infusion pump, mechanical, single-use | A portable, non-electric, mechanically-powered device designed to be operated by healthcare professionals for dispensing a single dose of fluid medication (e.g., for antibiotic therapy, chemotherapy, analgesia). It consists of an empty reservoir intended to be filled with medication, a flow-rate regulator and a non-sterile (sterilizable) administration line intended to be connected to an infusion catheter (not included) for intravenous (IV), subcutaneous, intramuscular, or epidural administration. It may include flow and fluid level mechanical indicators and may be worn by the patient in and outside of healthcare settings. This is a single-use device. | C
896 | Oncology | Flexible ultrasound bronchoscope | An endoscope with a flexible inserted portion intended for the visual examination and treatment of the trachea, bronchi, and lungs. It is inserted through the mouth or nose during bronchoscopy. Anatomical images are transmitted to the user by the device typically through a fibre optic bundle or a video system, and an ultrasound probe. The probe may be built-in or inserted through a dedicated lumen so that its distal tip is positioned adjacent to that of the endoscope. It is commonly used to diagnose lung infections, pneumonia, or lung cancer, and allows physicians to view the insides of the lungs and take biopsies and samples of secretions. This is a reusable device. | B
897 | Oncology | General-purpose infusion pump, mechanical, reusable | A non-electric, mechanically-powered (e.g., a spring mechanism) device designed for the continuous or intermittent infusion of medication, typically for antibiotic therapy, chemotherapy, or pain management by intravenous (IV), subcutaneous, intramuscular, or epidural routes. It is primarily designed to be worn by the patient during ambulation in the home. It may be used for patient-controlled analgesia (PCA), and may include mechanical indicators for flow and fluid level status. This is a reusable device. | C
898 | Oncology | Flexible video bronchoscope, reusable | An endoscope with a flexible inserted portion for endoscopic procedures of the airways and tracheobronchial tree (i.e., bronchoscopy). It is inserted through the mouth or nose during bronchoscopy. Anatomical images are transmitted to the user by a video system with a charge-coupled device (CCD) chip at the distal end and the images showing on a monitor. It is commonly used to diagnose lung infections, pneumonia, or lung cancer, and allows physicians to view the insides of the lungs and take biopsies and samples of secretions. This is a reusable device. | B
899 | Oncology | Robotic Guidance system for image Guided procedures | The Medical Device is an accessory to an imaging system (CT, CT- PET) intended for the spatial positioning and orientation of an instrument guide. A surgeon then manually advances one or more instruments for percutaneous image guided interventional procedures through the instrument guide. The device is not intended to make any contact with the patient. | B